## Water heaters
The New York Midstream Heating and Water Heating Program - Water Heaters | [7 empty] | Effective: January 1, 2024 Last Update: July 1, 2024
> Not a comprehensive list. For questions or confirmation of equipment eligibility, please contact your account manager or Energy Solutions at 332-266-4467 or heat-ne@energy-solution.com. > Sales that total 5 or more units must receive pre-approval to guarantee the incentive. > Territory Eligibility: Heating equipment incentives are available for equipment installed in commercial, industrial and some multifamily buildings. Please call Energy Solutions for pre-approval on ALL multifamily sales. > For Incentive Columns: "C&I" is Commercial & Industrial, "MMMF" is Master-Metered Multifamily, "IMMF" is Individually-Metered Multifamily, and "RESI" is Single-Family Residential.
AHRI # | Manufacturer | Model | Category | Input BTUh | Thermal Efficiency | UEF | National Grid and Con Edison C&I and MMMF Incentive | National Grid and Con Edison C&I and MMMF Incentive2 | Con Edison IMMF Only Incentive | Con Edison IMMF Only Incentive2 | National Grid RESI and IMMF Incentive
| A. O. SMITH | ACT-199I-N | Tankless, On-Demand | 199000 |  | 93% | 375 | 750 | 375 | 300 | 100
10423421 | A. O. SMITH | ACT-199O-N | Tankless, On-Demand | 199000 |  | 95% | 375 | 750 | 375 | 300 | 100
205233573 | A. O. SMITH | AT-160X3P-100 | Tankless, On-Demand | 160000 |  | 93% | 375 | 750 | 375 | 300 | 100
205233569 | A. O. SMITH | AT-180X3P-100 | Tankless, On-Demand | 180000 |  | 93% | 375 | 750 | 375 | 300 | 100
205233565 | A. O. SMITH | AT-199X3P-100 | Tankless, On-Demand | 199000 |  | 93% | 375 | 750 | 375 | 300 | 100
7067091 | A. O. SMITH | ATI 140H 100 | Tankless, On-Demand | 120000 |  | 90% | 375 | 750 | 375 | 300 | 100
5526876 | A. O. SMITH | ATI 240H 100 | Tankless, On-Demand | 160000 |  | 94% | 375 | 750 | 375 | 300 | 100
5526877 | A. O. SMITH | ATI 240H 101 | Tankless, On-Demand | 160000 |  | 94% | 375 | 750 | 375 | 300 | 100
| A. O. SMITH | ATI-240H-N | Tankless, On-Demand | 160000 |  | 95% | 375 | 750 | 375 | 300 | 100
5526880 | A. O. SMITH | ATI 340H 100 | Tankless, On-Demand | 180000 |  | 95% | 375 | 750 | 375 | 300 | 100
| A. O. SMITH | ATI 340H N | Tankless, On-Demand | 180000 |  | 95% | 375 | 750 | 375 | 300 | 100
5526884 | A. O. SMITH | ATI 540H 100 | Tankless, On-Demand | 199000 |  | 93% | 375 | 750 | 375 | 300 | 100
| A. O. SMITH | ATI 540H N | Tankless, On-Demand | 199000 |  | 95% | 375 | 750 | 375 | 300 | 100
10014417 | A. O. SMITH | ATI-540P-N | Tankless, On-Demand | 199000 |  | 93% | 375 | 750 | 375 | 300 | 100
7067099 | A. O. SMITH | ATO 140H 100 | Tankless, On-Demand | 120000 |  | 91% | 375 | 750 | 375 | 300 | 100
5526878 | A. O. SMITH | ATO 240H 100 | Tankless, On-Demand | 160000 |  | 95% | 375 | 750 | 375 | 300 | 100
| A. O. SMITH | ATO 240H N | Tankless, On-Demand | 160000 |  | 95% | 375 | 750 | 375 | 300 | 100
10441638 | A. O. SMITH | ATO 340H 100 | Tankless, On-Demand | 180000 |  | 94% | 375 | 750 | 375 | 300 | 100
| A. O. SMITH | ATO 340H N | Tankless, On-Demand | 180000 |  | 95% | 375 | 750 | 375 | 300 | 100
5526886 | A. O. SMITH | ATO 540H 100 | Tankless, On-Demand | 199000 |  | 95% | 375 | 750 | 375 | 300 | 100
| A. O. SMITH | ATO 540H N | Tankless, On-Demand | 199000 |  | 95% | 375 | 750 | 375 | 300 | 100
10014424 | A. O. SMITH | ATO-540P-N | Tankless, On-Demand | 199000 |  | 95% | 375 | 750 | 375 | 300 | 100
10414049 | A. O. SMITH | ATX-199-N-100 | Storage | 199000 | 96% |  | 597 | 1194 | 597 | 0 | 200
10062065 | A. O. SMITH | BSS 130 200 | Storage | 130000 | 96% |  | 390 | 780 | 390 | 0 | 200
10062479 | A. O. SMITH | BSS 150 200 | Volume WH (Domestic Hot Water Boiler) | 150000 | 94% |  | 450 | 900 | 450 | 300 | 0
10013726 | A. O. SMITH | BTH 120 300 | Storage | 120000 | 95% |  | 360 | 720 | 360 | 0 | 200
10013784 | A. O. SMITH | BTH 120A 300 | Storage | 120000 | 95% |  | 360 | 720 | 360 | 0 | 200
7133953 | A. O. SMITH | BTH 120 200 | Storage | 120000 | 95% |  | 360 | 720 | 360 | 0 | 200
| A. O. SMITH | BTH 120* 100 | Storage | 120000 | 94% |  | 360 | 720 | 360 | 0 | 200
7137279 | A. O. SMITH | BTH 120A 200 | Storage | 120000 | 95% |  | 360 | 720 | 360 | 0 | 200
7134221 | A. O. SMITH | BTH 150 200 | Storage | 150000 | 98% |  | 450 | 900 | 450 | 0 | 200
| A. O. SMITH | BTH 150* 100 | Storage | 150000 | 95% |  | 450 | 900 | 450 | 0 | 200
7137285 | A. O. SMITH | BTH 150A 200 | Storage | 150000 | 98% |  | 450 | 900 | 450 | 0 | 200
10013727 | A. O. SMITH | BTH 150 300 | Storage | 150000 | 96% |  | 450 | 900 | 450 | 0 | 200
10013795 | A. O. SMITH | BTH 150A 300 | Storage | 150000 | 96% |  | 450 | 900 | 450 | 0 | 200
7134250 | A. O. SMITH | BTH 199 200 | Storage | 199900 | 97% |  | 599.7 | 1199.4 | 599.7 | 0 | 200
| A. O. SMITH | BTH 199* 100 | Storage | 199900 | 95% |  | 599.7 | 1199.4 | 599.7 | 0 | 200
7137293 | A. O. SMITH | BTH 199A 200 | Storage | 199900 | 97% |  | 599.7 | 1199.4 | 599.7 | 0 | 200
10013772 | A. O. SMITH | BTH 199 300 | Storage | 199900 | 97% |  | 599.7 | 1199.4 | 599.7 | 0 | 200
10013805 | A. O. SMITH | BTH 199A 300 | Storage | 199900 | 97% |  | 599.7 | 1199.4 | 599.7 | 0 | 200
7134260 | A. O. SMITH | BTH 250 200 | Storage | 250000 | 96% |  | 750 | 1500 | 750 | 0 | 200
| A. O. SMITH | BTH 250* 100 | Storage | 250000 | 95% |  | 750 | 1500 | 750 | 0 | 200
7137303 | A. O. SMITH | BTH 250A 200 | Storage | 250000 | 96% |  | 750 | 1500 | 750 | 0 | 200
10013773 | A. O. SMITH | BTH 250 300 | Storage | 250000 | 96% |  | 750 | 1500 | 750 | 0 | 200
10013819 | A. O. SMITH | BTH 250A 300 | Storage | 250000 | 96% |  | 750 | 1500 | 750 | 0 | 200
| A. O. SMITH | BTH 300* 100 | Storage | 300000 | 96% |  | 900 | 1800 | 900 | 0 | 200
| A. O. SMITH | BTH 300A 100 | Storage | 300000 | 96% |  | 900 | 1800 | 900 | 0 | 200
7134268 | A. O. SMITH | BTH 300 200 | Storage | 300000 | 96% |  | 900 | 1800 | 900 | 0 | 200
7134274 | A. O. SMITH | BTH 300A 200 | Storage | 300000 | 96% |  | 900 | 1800 | 900 | 0 | 200
10013774 | A. O. SMITH | BTH 300 300 | Storage | 300000 | 96% |  | 900 | 1800 | 900 | 0 | 200
10013829 | A. O. SMITH | BTH 300A 300 | Storage | 300000 | 96% |  | 900 | 1800 | 900 | 0 | 200
| A. O. SMITH | BTH 400 104 | Storage | 399900 | 95% |  | 1199.7 | 2399.4 | 1199.7 | 0 | 200
| A. O. SMITH | BTH 400A 104 | Storage | 399900 | 95% |  | 1199.7 | 2399.4 | 1199.7 | 0 | 200
7134282 | A. O. SMITH | BTH 400 200 | Storage | 399900 | 95% |  | 1199.7 | 2399.4 | 1199.7 | 0 | 200
7134283 | A. O. SMITH | BTH 400A 200 | Storage | 399900 | 95% |  | 1199.7 | 2399.4 | 1199.7 | 0 | 200
10013775 | A. O. SMITH | BTH 400 300 | Storage | 399900 | 95% |  | 1199.7 | 2399.4 | 1199.7 | 0 | 200
10013839 | A. O. SMITH | BTH 400A 300 | Storage | 399900 | 95% |  | 1199.7 | 2399.4 | 1199.7 | 0 | 200
10013776 | A. O. SMITH | BTH 500 300 | Volume WH (Domestic Hot Water Boiler) | 499900 | 96% |  | 1499.7 | 2999.4 | 1499.7 | 300 | 0
10013849 | A. O. SMITH | BTH 500A 300 | Volume WH (Domestic Hot Water Boiler) | 499900 | 96% |  | 1499.7 | 2999.4 | 1499.7 | 300 | 0
204595311 | A. O. SMITH | BTHL 150A 300 | Storage | 150000 | 96% |  | 450 | 900 | 450 | 0 | 200
204595312 | A. O. SMITH | BTHL 199A 300 | Storage | 199900 | 95% |  | 599.7 | 1199.4 | 599.7 | 0 | 200
204595313 | A. O. SMITH | BTHL 250A 300 | Storage | 250000 | 94% |  | 750 | 1500 | 750 | 0 | 200
204595314 | A. O. SMITH | BTHL 300A 300 | Storage | 300000 | 94% |  | 900 | 1800 | 900 | 0 | 200
204595315 | A. O. SMITH | BTHL 400A 300 | Storage | 399900 | 94% |  | 1199.7 | 2399.4 | 1199.7 | 0 | 200
204595316 | A. O. SMITH | BTHL 500A 300 | Storage | 499900 | 92% |  | 1499.7 | 2999.4 | 1499.7 | 0 | 200
10062498 | A. O. SMITH | BTS 130 200 | Storage | 130000 | 95% |  | 390 | 780 | 390 | 0 | 200
10062512 | A. O. SMITH | BTS 150 200 | Storage | 150000 | 95% |  | 450 | 900 | 450 | 0 | 200
10062527 | A. O. SMITH | BTS 175 200 | Storage | 175000 | 96% |  | 525 | 1050 | 525 | 0 | 200
10062541 | A. O. SMITH | BTS 199 200 | Storage | 199000 | 96% |  | 597 | 1194 | 597 | 0 | 200
7057370 | A. O. SMITH | BTX 100 * | Storage | 100000 | 96% |  | 300 | 600 | 300 | 300 | 200
10510207 | A. O. SMITH | BTX 80 120 | Storage | 76000 | 94% |  | 228 | 456 | 228 | 300 | 200
7056802 | A. O. SMITH | BTX 80* | Storage | 76000 | 90% |  | 228 | 456 | 228 | 300 | 200
7057093 | A. O. SMITH | BTXL 100* | Storage | 100000 | 96% |  | 300 | 600 | 300 | 300 | 200
10324080 | A. O. SMITH | GDHE 50* | Storage | 100000 |  | 88% | 300 | 600 | 300 | 300 | 200
7057795 | A. O. SMITH | GDHE 75* | Storage | 100000 | 96% |  | 300 | 600 | 300 | 300 | 200
10062061 | A. O. SMITH | GSP 130 200 | Storage | 130000 | 96% |  | 390 | 780 | 390 | 0 | 200
10062475 | A. O. SMITH | GSP 150 200 | Volume WH (Domestic Hot Water Boiler) | 150000 | 94% |  | 450 | 900 | 450 | 300 | 0
205233574 | A. O. SMITH | GT15-160X3P-100 | Tankless, On-Demand | 160000 |  | 93% | 375 | 750 | 375 | 300 | 100
205233570 | A. O. SMITH | GT15-180X3P-100 | Tankless, On-Demand | 180000 |  | 93% | 375 | 750 | 375 | 300 | 100
205233566 | A. O. SMITH | GT15-199X3P-100 | Tankless, On-Demand | 199000 |  | 93% | 375 | 750 | 375 | 300 | 100
202285179 | A. O. SMITH | GT15-240-NI 100 | Tankless, On-Demand | 160000 |  | 94% | 375 | 750 | 375 | 300 | 100
202285181 | A. O. SMITH | GT15-240-NO 100 | Tankless, On-Demand | 160000 |  | 95% | 375 | 750 | 375 | 300 | 100
202285183 | A. O. SMITH | GT15-340-NI 100 | Tankless, On-Demand | 180000 |  | 95% | 375 | 750 | 375 | 300 | 100
202285185 | A. O. SMITH | GT15-540-NI 100 | Tankless, On-Demand | 199000 |  | 93% | 375 | 750 | 375 | 300 | 100
202285187 | A. O. SMITH | GT15-540-NO 100 | Tankless, On-Demand | 199000 |  | 95% | 375 | 750 | 375 | 300 | 100
202265588 | A. O. SMITH | GT15-540P-NI 100 | Tankless, On-Demand | 199000 |  | 93% | 375 | 750 | 375 | 300 | 100
204088043 | A. O. SMITH | GT15C-540-NI-100 | Tankless, On-Demand | 199000 |  | 93% | 375 | 750 | 375 | 300 | 100
10062494 | A. O. SMITH | GTP 130 200 | Storage | 130000 | 95% |  | 390 | 780 | 390 | 0 | 200
10062508 | A. O. SMITH | GTP 150 200 | Storage | 150000 | 95% |  | 450 | 900 | 450 | 0 | 200
10062523 | A. O. SMITH | GTP 175 200 | Storage | 175000 | 96% |  | 525 | 1050 | 525 | 0 | 200
10062537 | A. O. SMITH | GTP 199 200 | Storage | 199000 | 96% |  | 597 | 1194 | 597 | 0 | 200
202327651 | A. O. Smith | PWH1250(N,L)(P)(-CAN) | Volume WH (Domestic Hot Water Boiler) | 1250000 | 98% |  | 3750 | 7500 | 3750 | 300 | 0
202327652 | A. O. Smith | PWH1500(N,L)(P)(-CAN) | Volume WH (Domestic Hot Water Boiler) | 1500000 | 98% |  | 4500 | 9000 | 4500 | 300 | 0
202327653 | A. O. Smith | PWH2000(N,L)(P)(-CAN) | Volume WH (Domestic Hot Water Boiler) | 1999900 | 98% |  | 5999.7 | 11999.4 | 5999.7 | 300 | 0
202327654 | A. O. Smith | PWH3000(N,L)(P)(-CAN) | Volume WH (Domestic Hot Water Boiler) | 3000000 | 98% |  | 9000 | 18000 | 9000 | 300 | 0
202327655 | A. O. Smith | PWH4000(N,L)(P)(-CAN) | Volume WH (Domestic Hot Water Boiler) | 4000000 | 98% |  | 12000 | 24000 | 12000 | 300 | 0
7056830 | A. O. SMITH | XWH 1000N | Volume WH (Domestic Hot Water Boiler) | 920000 | 95% |  | 2760 | 5520 | 2760 | 300 | 0
7056831 | A. O. SMITH | XWH 1000P | Volume WH (Domestic Hot Water Boiler) | 999900 | 95% |  | 2999.7 | 5999.4 | 2999.7 | 300 | 0
7056832 | A. O. SMITH | XWH 1300 | Volume WH (Domestic Hot Water Boiler) | 1300000 | 95% |  | 3900 | 7800 | 3900 | 300 | 0
7056833 | A. O. SMITH | XWH 1700 | Volume WH (Domestic Hot Water Boiler) | 1700000 | 95% |  | 5100 | 10200 | 5100 | 300 | 0
7056834 | A. O. SMITH | XWH 2000 | Volume WH (Domestic Hot Water Boiler) | 1999900 | 95% |  | 5999.7 | 11999.4 | 5999.7 | 300 | 0
7056835 | A. O. SMITH | XWH 2600 | Volume WH (Domestic Hot Water Boiler) | 2600000 | 95% |  | 7800 | 15600 | 7800 | 300 | 0
7056836 | A. O. SMITH | XWH 3400 | Volume WH (Domestic Hot Water Boiler) | 3400000 | 95% |  | 10200 | 20400 | 10200 | 300 | 0
10013630 | A. O. SMITH | XWH150(N,L)-(P) | Volume WH (Domestic Hot Water Boiler) | 150000 | 96% |  | 450 | 900 | 450 | 300 | 0
10013631 | A. O. SMITH | XWH200(N,L)-(P) | Volume WH (Domestic Hot Water Boiler) | 199900 | 96% |  | 599.7 | 1199.4 | 599.7 | 300 | 0
10013632 | A. O. SMITH | XWH285(N,L)-(P) | Volume WH (Domestic Hot Water Boiler) | 285000 | 96% |  | 855 | 1710 | 855 | 300 | 0
10013633 | A. O. SMITH | XWH400(N,L)-(P) | Volume WH (Domestic Hot Water Boiler) | 399900 | 96% |  | 1199.7 | 2399.4 | 1199.7 | 300 | 0
10013634 | A. O. SMITH | XWH500(N,L)-(P) | Volume WH (Domestic Hot Water Boiler) | 500000 | 96% |  | 1500 | 3000 | 1500 | 300 | 0
10013635 | A. O. SMITH | XWH600(N,L)-(P) | Volume WH (Domestic Hot Water Boiler) | 600000 | 96% |  | 1800 | 3600 | 1800 | 300 | 0
10013636 | A. O. SMITH | XWH700(N,L)-(P) | Volume WH (Domestic Hot Water Boiler) | 700000 | 96% |  | 2100 | 4200 | 2100 | 300 | 0
10013637 | A. O. SMITH | XWH800(N,L)-(P) | Volume WH (Domestic Hot Water Boiler) | 800000 | 96% |  | 2400 | 4800 | 2400 | 300 | 0
206340207 | A. O. SMITH | GPHE-50 1** | Storage | 76000 |  | 88% | 228 | 456 | 228 | 300 | 200
206340869 | A. O. SMITH | GSP-100 2** | Storage | 100000 |  | 90% | 300 | 600 | 300 | 300 | 0
206362098 | A. O. SMITH | GDHE-50 3** | Storage | 100000 |  | 88% | 300 | 600 | 300 | 300 | 150
206362099 | A. O. SMITH | GDHE-75 3** | Storage | 100000 |  | 86% | 300 | 600 | 300 | 300 | 200
206314785 | A. O. SMITH | BSS 130 2** | Storage | 130000 | 96% |  | 390 | 780 | 390 | 0 | 200
206314786 | A. O. SMITH | GSP 130 2** | Storage | 130000 | 96% |  | 390 | 780 | 390 | 0 | 200
208150995 | A. O. Smith | PWH0400NP* | Volume WH (Domestic Hot Water Boiler) | 399000 | 99% |  | 1197 | 2394 | 1197 | 300 | 0
208150996 | A. O. Smith | PWH0500NP* | Volume WH (Domestic Hot Water Boiler) | 500000 | 99% |  | 1500 | 3000 | 1500 | 300 | 0
208150997 | A. O. Smith | PWH0650NP* | Volume WH (Domestic Hot Water Boiler) | 650000 | 98% |  | 1950 | 3900 | 1950 | 300 | 0
208150998 | A. O. Smith | PWH0800NP* | Volume WH (Domestic Hot Water Boiler) | 800000 | 98% |  | 2400 | 4800 | 2400 | 300 | 0
208150999 | A. O. Smith | PWH1000NP* | Volume WH (Domestic Hot Water Boiler) | 999000 | 98% |  | 2997 | 5994 | 2997 | 300 | 0
206314807 | A. O. SMITH | BTS 130 2** | Storage | 130000 | 95% |  | 390 | 780 | 390 | 0 | 200
206314808 | A. O. SMITH | GTP 130 2** | Storage | 130000 | 95% |  | 390 | 780 | 390 | 0 | 200
206314818 | A. O. SMITH | BTS 175 2** | Storage | 175000 | 96% |  | 525 | 1050 | 525 | 0 | 200
206314819 | A. O. SMITH | GTP 175 2** | Storage | 175000 | 96% |  | 525 | 1050 | 525 | 0 | 200
206314829 | A. O. SMITH | BTS 199 2** | Storage | 199000 | 96% |  | 597 | 1194 | 597 | 0 | 200
206314830 | A. O. SMITH | GTP 199 2** | Storage | 199000 | 96% |  | 597 | 1194 | 597 | 0 | 200
206314840 | A. O. SMITH | BTS 150 2** | Storage | 150000 | 95% |  | 450 | 900 | 450 | 0 | 200
206314841 | A. O. SMITH | GTP 150 2** | Storage | 150000 | 95% |  | 450 | 900 | 450 | 0 | 200
206315075 | A. O. SMITH | BTHL 150* 3** | Storage | 150000 | 96% |  | 450 | 900 | 450 | 0 | 200
206315076 | A. O. SMITH | BTHL 199* 3** | Storage | 199000 | 95% |  | 597 | 1194 | 597 | 0 | 200
206315077 | A. O. SMITH | BTHL 250* 3** | Storage | 250000 | 94% |  | 750 | 1500 | 750 | 0 | 200
206331380 | A. O. SMITH | BTX-100 3** | Storage | 100000 | 96% |  | 300 | 600 | 300 | 300 | 200
206331381 | A. O. SMITH | BTXL-100 3** | Storage | 100000 | 96% |  | 300 | 600 | 300 | 300 | 200
206113285 | A. O. SMITH | BTH 120* 3** | Storage | 120000 | 95% |  | 360 | 720 | 360 | 0 | 200
206113287 | A. O. SMITH | BTH 150* 3** | Storage | 150000 | 96% |  | 450 | 900 | 450 | 0 | 200
206113288 | A. O. SMITH | BTH 199* 3** | Storage | 199900 | 97% |  | 599.7 | 1199.4 | 599.7 | 0 | 200
206113289 | A. O. SMITH | BTH 250* 3** | Storage | 250000 | 96% |  | 750 | 1500 | 750 | 0 | 200
206113290 | A. O. SMITH | BTH 300* 3** | Storage | 300000 | 96% |  | 900 | 1800 | 900 | 0 | 200
206113291 | A. O. SMITH | BTH 400* 3** | Storage | 399900 | 95% |  | 1199.7 | 2399.4 | 1199.7 | 0 | 200
206113293 | A. O. SMITH | BTH 500* 3** | Volume WH (Domestic Hot Water Boiler) | 499900 | 96% |  | 1499.7 | 2999.4 | 1499.7 | 300 | 0
206185743 | A. O. SMITH | BTH 251* 3** | Storage | 250000 | 96% |  | 750 | 1500 | 750 | 0 | 200
207456704 | A. O. Smith | XWH-285N* | Volume WH (Domestic Hot Water Boiler) | 285000 | 96% |  | 855 | 1710 | 855 | 300 | 0
207456705 | A. O. Smith | XWH-400N* | Volume WH (Domestic Hot Water Boiler) | 399900 | 96% |  | 1199.7 | 2399.4 | 1199.7 | 300 | 0
207456706 | A. O. Smith | XWH-500N* | Volume WH (Domestic Hot Water Boiler) | 500000 | 96% |  | 1500 | 3000 | 1500 | 300 | 0
207456707 | A. O. Smith | XWH-600N* | Volume WH (Domestic Hot Water Boiler) | 600000 | 96% |  | 1800 | 3600 | 1800 | 300 | 0
207456710 | A. O. Smith | XWH-700N* | Volume WH (Domestic Hot Water Boiler) | 700000 | 96% |  | 2100 | 4200 | 2100 | 300 | 0
207456711 | A. O. Smith | XWH-800N* | Volume WH (Domestic Hot Water Boiler) | 800000 | 96% |  | 2400 | 4800 | 2400 | 300 | 0
207645913 | A. O. Smith | XWH-201N* | Volume WH (Domestic Hot Water Boiler) | 201000 | 96% |  | 603 | 1206 | 603 | 300 | 0
206315078 | A. O. SMITH | BTHL 300* 3** | Storage | 300000 | 94% |  | 900 | 1800 | 900 | 0 | 200
206315079 | A. O. SMITH | BTHL 400* 3** | Storage | 399900 | 94% |  | 1199.7 | 2399.4 | 1199.7 | 0 | 200
206315080 | A. O. SMITH | BTHL 500* 3** | Storage | 499900 | 92% |  | 1499.7 | 2999.4 | 1499.7 | 0 | 200
206321976 | A. O. SMITH | BTX-80 1** | Storage | 76000 | 94% |  | 228 | 456 | 228 | 300 | 200
205957468 | A. O. SMITH | BTHS 750A 1** | Volume WH (Domestic Hot Water Boiler) | 750000 | 97% |  | 2250 | 4500 | 2250 | 300 | 0
205957469 | A. O. SMITH | BTHS 1000A 1** | Volume WH (Domestic Hot Water Boiler) | 1000000 | 97% |  | 3000 | 6000 | 3000 | 300 | 0
206842892 | A. O. SMITH | ATO-140H 1** | Tankless, On-Demand | 120000 |  | 91% | 375 | 750 | 375 | 300 | 100
206703074 | A. O. SMITH | ATI-540H 1** | Tankless, On-Demand | 199000 |  | 93% | 375 | 750 | 375 | 300 | 100
206703075 | A. O. SMITH | ATI-540P-N 1** | Tankless, On-Demand | 199000 |  | 93% | 375 | 750 | 375 | 300 | 100
206703076 | A. O. SMITH | GT15-540P-NI 1** | Tankless, On-Demand | 199000 |  | 93% | 375 | 750 | 375 | 300 | 100
206703077 | A. O. SMITH | GT15-540-NI 1** | Tankless, On-Demand | 199000 |  | 93% | 375 | 750 | 375 | 300 | 100
206842878 | A. O. SMITH | ATI-140H 1** | Tankless, On-Demand | 120000 |  | 90% | 375 | 750 | 375 | 300 | 100
207209489 | A. O. SMITH | ATI-540HX3-N 1** | Tankless, On-Demand | 199000 |  | 93% | 375 | 750 | 375 | 300 | 100
207209497 | A. O. SMITH | TK-540X3-NIH 1** | Tankless, On-Demand | 199000 |  | 93% | 375 | 750 | 375 | 300 | 100
207524724 | A. O. SMITH | GT15C-540NI 1** | Tankless, On-Demand | 199000 |  | 93% | 375 | 750 | 375 | 300 | 100
208472212 | A. O. SMITH | ACT-199I-N 1** | Tankless, On-Demand | 199000 |  | 93% | 375 | 750 | 375 | 300 | 100
206842725 | A. O. SMITH | GUF-50 1** | Storage | 40000 |  | 70% | 0 | 0 | 0 | 0 | 150
206842726 | A. O. SMITH | G12-UFDT5040NV 1** | Storage | 40000 |  | 70% | 0 | 0 | 0 | 0 | 150
206843213 | A. O. SMITH | GPNH-40 1** | Storage | 42000 |  | 70% | 0 | 0 | 0 | 0 | 150
206843214 | A. O. SMITH | G6-UPVT4042NV 1** | Storage | 42000 |  | 70% | 0 | 0 | 0 | 0 | 150
206860541 | A. O. SMITH | GPDNL-40 1** | Storage | 40000 |  | 70% | 0 | 0 | 0 | 0 | 150
206860587 | A. O. SMITH | UPDN04040Z 1** | Storage | 40000 |  | 70% | 0 | 0 | 0 | 0 | 150
206860692 | A. O. SMITH | GPDNT-50 1** | Storage | 40000 |  | 70% | 0 | 0 | 0 | 0 | 150
206860756 | A. O. SMITH | UPDVG62-50T40 1** | Storage | 40000 |  | 70% | 0 | 0 | 0 | 0 | 150
206860757 | A. O. SMITH | UPDN05040 1** | Storage | 40000 |  | 70% | 0 | 0 | 0 | 0 | 150
206861176 | A. O. SMITH | GPVL-50 2** | Storage | 40000 |  | 72% | 0 | 0 | 0 | 0 | 200
206861420 | A. O. SMITH | G6-PVS5040NV 2** | Storage | 40000 |  | 72% | 0 | 0 | 0 | 0 | 200
206861591 | A. O. SMITH | GPVT-40 2** | Storage | 50000 |  | 70% | 0 | 0 | 0 | 0 | 150
206861620 | A. O. SMITH | GPVT-40L 2** | Storage | 50000 |  | 70% | 0 | 0 | 0 | 0 | 150
206861621 | A. O. SMITH | G6-PVT4050NV 2** | Storage | 50000 |  | 70% | 0 | 0 | 0 | 0 | 150
206861781 | A. O. SMITH | GPVT-50 2** | Storage | 50000 |  | 72% | 0 | 0 | 0 | 0 | 200
206861797 | A. O. SMITH | GPVT-50L 2** | Storage | 50000 |  | 72% | 0 | 0 | 0 | 0 | 200
206861798 | A. O. SMITH | G6-PVT5050NV 2** | Storage | 50000 |  | 72% | 0 | 0 | 0 | 0 | 200
206902213 | A. O. SMITH | GPDT-50 3** | Storage | 45000 |  | 72% | 0 | 0 | 0 | 0 | 200
206902215 | A. O. SMITH | GPDT-50L 3** | Storage | 45000 |  | 72% | 0 | 0 | 0 | 0 | 200
206902217 | A. O. SMITH | G6-PDT5045NV 3** | Storage | 45000 |  | 72% | 0 | 0 | 0 | 0 | 200
207616313 | A. O. SMITH | HPVL 50 2** | Storage | 40000 |  | 72% | 0 | 0 | 0 | 0 | 200
206861959 | A. O. SMITH | GPVX-50L 2** | Storage | 62000 |  | 73% | 0 | 0 | 0 | 0 | 200
206902232 | A. O. SMITH | GPDX-50L 3** | Storage | 62000 |  | 73% | 0 | 0 | 0 | 0 | 200
207471140 | A. O. SMITH | GPCT-40L 1** | Storage | 50000 |  | 90% | 0 | 0 | 0 | 0 | 200
207471141 | A. O. SMITH | GPCX-50L 1** | Storage | 65000 |  | 90% | 0 | 0 | 0 | 0 | 200
207471174 | A. O. SMITH | GC6-PS4050*V 1** | Storage | 50000 |  | 90% | 0 | 0 | 0 | 0 | 200
207471175 | A. O. SMITH | GPCC-40L 1** | Storage | 50000 |  | 90% | 0 | 0 | 0 | 0 | 200
207471179 | A. O. SMITH | GC6-PS5065*V 1** | Storage | 65000 |  | 90% | 0 | 0 | 0 | 0 | 200
207471180 | A. O. SMITH | GPCC-50L 1** | Storage | 65000 |  | 90% | 0 | 0 | 0 | 0 | 200
207616330 | A. O. SMITH | HPVX 50L 2** | Storage | 62000 |  | 73% | 0 | 0 | 0 | 0 | 200
206703145 | A. O. SMITH | ATI-240H 1** | Tankless, On-Demand | 160000 |  | 94% | 375 | 750 | 375 | 300 | 100
206703146 | A. O. SMITH | GT15-240-NI 1** | Tankless, On-Demand | 160000 |  | 94% | 375 | 750 | 375 | 300 | 100
206842922 | A. O. SMITH | ATO-340H 1** | Tankless, On-Demand | 180000 |  | 94% | 375 | 750 | 375 | 300 | 100
207861915 | A. O. SMITH | ATI-240HX3-N 1** | Tankless, On-Demand | 160000 |  | 94% | 375 | 750 | 375 | 300 | 100
207861951 | A. O. SMITH | ATO-340HX3-N 1** | Tankless, On-Demand | 180000 |  | 94% | 375 | 750 | 375 | 300 | 100
206703111 | A. O. SMITH | ATO-540H 1** | Tankless, On-Demand | 199000 |  | 95% | 375 | 750 | 375 | 300 | 100
206703112 | A. O. SMITH | ATO-540P-N 1** | Tankless, On-Demand | 199000 |  | 95% | 375 | 750 | 375 | 300 | 100
206703113 | A. O. SMITH | ACT-199O-N 1** | Tankless, On-Demand | 199000 |  | 95% | 375 | 750 | 375 | 300 | 100
206703114 | A. O. SMITH | GT15-540-NO 1** | Tankless, On-Demand | 199000 |  | 95% | 375 | 750 | 375 | 300 | 100
206842862 | A. O. SMITH | ATO-240H 1** | Tankless, On-Demand | 160000 |  | 95% | 375 | 750 | 375 | 300 | 100
206842864 | A. O. SMITH | GT15-240-NO 1** | Tankless, On-Demand | 160000 |  | 95% | 375 | 750 | 375 | 300 | 100
206842906 | A. O. SMITH | GT15-340-NI 1** | Tankless, On-Demand | 180000 |  | 95% | 375 | 750 | 375 | 300 | 100
206842908 | A. O. SMITH | ATI-340H 1** | Tankless, On-Demand | 180000 |  | 95% | 375 | 750 | 375 | 300 | 100
207209455 | A. O. SMITH | ATO-540HX3-N 1** | Tankless, On-Demand | 199000 |  | 95% | 375 | 750 | 375 | 300 | 100
207209462 | A. O. SMITH | TK-540X3-NEH 1** | Tankless, On-Demand | 199000 |  | 95% | 375 | 750 | 375 | 300 | 100
207861927 | A. O. SMITH | ATI-340HX3-N 1** | Tankless, On-Demand | 180000 |  | 95% | 375 | 750 | 375 | 300 | 100
207861939 | A. O. SMITH | ATO-240HX3-N 1** | Tankless, On-Demand | 160000 |  | 95% | 375 | 750 | 375 | 300 | 100
213881156 | A. O. SMITH | ATHR-199M 1** | Tankless, On-Demand | 199000 |  | 95% | 375 | 750 | 375 | 300 | 100
213881157 | A. O. SMITH | ATHR-199X3 1** | Tankless, On-Demand | 199000 |  | 95% | 375 | 750 | 375 | 300 | 100
213881166 | A. O. SMITH | GT15THR-199M 1** | Tankless, On-Demand | 199000 |  | 95% | 375 | 750 | 375 | 300 | 100
213881167 | A. O. SMITH | GT15THR-199X3 1** | Tankless, On-Demand | 199000 |  | 95% | 375 | 750 | 375 | 300 | 100
213881196 | A. O. SMITH | ATHR-180M 1** | Tankless, On-Demand | 180000 |  | 95% | 375 | 750 | 375 | 300 | 100
213881197 | A. O. SMITH | ATHR-180X3 1** | Tankless, On-Demand | 180000 |  | 95% | 375 | 750 | 375 | 300 | 100
207708861 | A. O. SMITH | GSP 150 2** | Tankless, On-Demand | 150000 |  | 92% | 375 | 750 | 375 | 0 | 0
213881206 | A. O. SMITH | GT15THR-180M 1** | Tankless, On-Demand | 180000 |  | 95% | 375 | 750 | 375 | 300 | 100
213881207 | A. O. SMITH | GT15THR-180X3 1** | Tankless, On-Demand | 180000 |  | 95% | 375 | 750 | 375 | 300 | 100
213881212 | A. O. SMITH | ATHR-160M 1** | Tankless, On-Demand | 160000 |  | 95% | 375 | 750 | 375 | 300 | 100
213881213 | A. O. SMITH | ATHR-160X3 1** | Tankless, On-Demand | 160000 |  | 95% | 375 | 750 | 375 | 300 | 100
213881222 | A. O. SMITH | GT15THR-160M 1** | Tankless, On-Demand | 160000 |  | 95% | 375 | 750 | 375 | 300 | 100
213881223 | A. O. SMITH | GT15THR-160X3 1** | Tankless, On-Demand | 160000 |  | 95% | 375 | 750 | 375 | 300 | 100
207708860 | A. O. SMITH | BSS 150 2** | Tankless, On-Demand | 150000 |  | 92% | 375 | 750 | 375 | 0 | 0
213286787 | A. O. SMITH | GPVNT-40 1** | Storage | 42000 |  | 73% | 0 | 0 | 0 | 0 | 200
213286788 | A. O. SMITH | G6-UPT4042NV 1** | Storage | 42000 |  | 73% | 0 | 0 | 0 | 0 | 200
213286793 | A. O. SMITH | GPVNT-50 1** | Storage | 42000 |  | 72% | 0 | 0 | 0 | 0 | 200
213286794 | A. O. SMITH | G6-UPT5040NV 1** | Storage | 42000 |  | 72% | 0 | 0 | 0 | 0 | 200
7057955 | ADVANTAGE PLUS | HE55-130 | Storage | 130000 | 94% |  | 390 | 780 | 390 | 0 | 200
7057945 | ADVANTAGE PLUS | HE80-130 | Storage | 130000 | 95% |  | 390 | 780 | 390 | 0 | 200
7057956 | ADVANTAGE PLUS | HE119-130 | Storage | 130000 | 96% |  | 390 | 780 | 390 | 0 | 200
7057957 | ADVANTAGE PLUS | HE55-160 | Storage | 160000 | 95% |  | 480 | 960 | 480 | 0 | 200
7057959 | ADVANTAGE PLUS | HE119-160 | Storage | 160000 | 96% |  | 480 | 960 | 480 | 0 | 200
7057958 | ADVANTAGE PLUS | HE80-160 | Storage | 160000 | 96% |  | 480 | 960 | 480 | 0 | 200
7057947 | ADVANTAGE PLUS | HE55-199 | Storage | 199000 | 95% |  | 597 | 1194 | 597 | 0 | 200
7057948 | ADVANTAGE PLUS | HE80-199 | Storage | 199000 | 95% |  | 597 | 1194 | 597 | 0 | 200
7057631 | ADVANTAGE PLUS | HE119-199 | Storage | 199000 | 96% |  | 597 | 1194 | 597 | 0 | 200
202102741 | Advantage Plus | HE55-100 | Storage | 100000 |  | 89% | 300 | 600 | 300 | 300 | 200
| AERCO | INN1060 | Volume WH (Domestic Hot Water Boiler) | 1060000 | 96% |  | 3180 | 6360 | 3180 | 300 | 0
| AERCO | INN1350 | Volume WH (Domestic Hot Water Boiler) | 1350000 | 97% |  | 4050 | 8100 | 4050 | 300 | 0
| AERCO | INN800 | Volume WH (Domestic Hot Water Boiler) | 800000 | 96% |  | 2400 | 4800 | 2400 | 300 | 0
| AERCO | ReCon1000 | Volume WH (Domestic Hot Water Boiler) | 1000000 | 97% |  | 3000 | 6000 | 3000 | 300 | 0
| AERCO | INN 800N | Volume WH (Domestic Hot Water Boiler) | 800000 | 94% |  | 2400 | 4800 | 2400 | 300 | 0
| AERCO | INN 1060N | Volume WH (Domestic Hot Water Boiler) | 1060000 | 95% |  | 3180 | 6360 | 3180 | 300 | 0
| AERCO | INN 1350N | Volume WH (Domestic Hot Water Boiler) | 1350000 | 96% |  | 4050 | 8100 | 4050 | 300 | 0
9034729 | AERCO | AM1000H | Volume WH (Domestic Hot Water Boiler) | 1000000 | 95% |  | 3000 | 6000 | 3000 | 300 | 0
8704398 | AERCO | AM1000W | Volume WH (Domestic Hot Water Boiler) | 1000000 | 95% |  | 3000 | 6000 | 3000 | 300 | 0
9034701 | AERCO | AM399H | Volume WH (Domestic Hot Water Boiler) | 399000 | 95% |  | 1197 | 2394 | 1197 | 300 | 0
8704394 | AERCO | AM399W | Volume WH (Domestic Hot Water Boiler) | 399000 | 95% |  | 1197 | 2394 | 1197 | 300 | 0
9034702 | AERCO | AM500H | Volume WH (Domestic Hot Water Boiler) | 500000 | 95% |  | 1500 | 3000 | 1500 | 300 | 0
9154511 | AERCO | AM500RI | Volume WH (Domestic Hot Water Boiler) | 500000 | 94% |  | 1500 | 3000 | 1500 | 300 | 0
8704396 | AERCO | AM500W | Volume WH (Domestic Hot Water Boiler) | 500000 | 95% |  | 1500 | 3000 | 1500 | 300 | 0
9034728 | AERCO | AM750H | Volume WH (Domestic Hot Water Boiler) | 750000 | 95% |  | 2250 | 4500 | 2250 | 300 | 0
8704397 | AERCO | AM750W | Volume WH (Domestic Hot Water Boiler) | 750000 | 95% |  | 2250 | 4500 | 2250 | 300 | 0
206842894 | AMERICAN | GT-140-NEH 1** | Tankless, On-Demand | 120000 |  | 91% | 375 | 750 | 375 | 300 | 100
206703092 | AMERICAN | GT-540-NIH 1** | Tankless, On-Demand | 199000 |  | 93% | 375 | 750 | 375 | 300 | 100
206703093 | AMERICAN | GT-540P-NIH 1** | Tankless, On-Demand | 199000 |  | 93% | 375 | 750 | 375 | 300 | 100
206703094 | AMERICAN | MCT-199I-N 1** | Tankless, On-Demand | 199000 |  | 93% | 375 | 750 | 375 | 300 | 100
207209493 | AMERICAN | GT-540X3-NIH 1** | Tankless, On-Demand | 199000 |  | 93% | 375 | 750 | 375 | 300 | 100
| AMERICAN | AHCG3-60T120-3N | Storage | 120000 | 94% |  | 360 | 720 | 360 | 0 | 200
| AMERICAN | AHCG3-130T300-3N 100 | Storage | 300000 | 96% |  | 900 | 1800 | 900 | 0 | 200
| AMERICAN | AHCG3-130T400-3N 104 | Storage | 399900 | 95% |  | 1199.7 | 2399.4 | 1199.7 | 0 | 200
| AMERICAN | HCG3-130T300-3N | Storage | 300000 | 96% |  | 900 | 1800 | 900 | 0 | 200
| AMERICAN | HCG3-130T40-3N | Storage | 399900 | 95% |  | 1199.7 | 2399.4 | 1199.7 | 0 | 200
| AMERICAN | HCG3-130T400-3N 104 | Storage | 399900 | 95% |  | 1199.7 | 2399.4 | 1199.7 | 0 | 200
| AMERICAN | HCG3-60T120-3N | Storage | 120000 | 94% |  | 360 | 720 | 360 | 0 | 200
10275196 | AMERICAN | AHCG3-100T150-3N 300 | Storage | 150000 | 96% |  | 450 | 900 | 450 | 0 | 200
10275204 | AMERICAN | AHCG3-100T199-3N 300 | Storage | 199900 | 97% |  | 599.7 | 1199.4 | 599.7 | 0 | 200
10013821 | AMERICAN | AHCG3-100T250-3N 300 | Storage | 250000 | 96% |  | 750 | 1500 | 750 | 0 | 200
10275222 | AMERICAN | AHCG3-119T300-3N 300 | Storage | 300000 | 96% |  | 900 | 1800 | 900 | 0 | 200
10275230 | AMERICAN | AHCG3-119T400-3N 300 | Storage | 399900 | 95% |  | 1199.7 | 2399.4 | 1199.7 | 0 | 200
10275238 | AMERICAN | AHCG3-119T500-3N 300 | Volume WH (Domestic Hot Water Boiler) | 499900 | 96% |  | 1499.7 | 2999.4 | 1499.7 | 300 | 0
10275188 | AMERICAN | AHCG3-60T120-300 | Storage | 120000 | 95% |  | 360 | 720 | 360 | 0 | 200
7067101 | AMERICAN | GT 140NEH 100 | Tankless, On-Demand | 120000 |  | 91% | 375 | 750 | 375 | 300 | 100
7067093 | AMERICAN | GT 140NIH 100 | Tankless, On-Demand | 120000 |  | 90% | 375 | 750 | 375 | 300 | 100
5526900 | AMERICAN | GT 240NEH 100 | Tankless, On-Demand | 160000 |  | 95% | 375 | 750 | 375 | 300 | 100
5526892 | AMERICAN | GT 240NIH 100 | Tankless, On-Demand | 160000 |  | 94% | 375 | 750 | 375 | 300 | 100
5527485 | AMERICAN | GT 340NEH 100 | Tankless, On-Demand | 180000 |  | 94% | 375 | 750 | 375 | 300 | 100
5527482 | AMERICAN | GT 340NIH 100 | Tankless, On-Demand | 180000 |  | 95% | 375 | 750 | 375 | 300 | 100
5527497 | AMERICAN | GT 540NEH 100 | Tankless, On-Demand | 199000 |  | 95% | 375 | 750 | 375 | 300 | 100
5527491 | AMERICAN | GT 540NIH 100 | Tankless, On-Demand | 199000 |  | 93% | 375 | 750 | 375 | 300 | 100
205233579 | AMERICAN | GT-160X3P-100 | Tankless, On-Demand | 160000 |  | 93% | 375 | 750 | 375 | 300 | 100
205233578 | AMERICAN | GT-180X3P-100 | Tankless, On-Demand | 180000 |  | 93% | 375 | 750 | 375 | 300 | 100
205233577 | AMERICAN | GT-199X3P-100 | Tankless, On-Demand | 199000 |  | 93% | 375 | 750 | 375 | 300 | 100
10014426 | AMERICAN | GT-540P-NEH | Tankless, On-Demand | 199000 |  | 95% | 375 | 750 | 375 | 300 | 100
10014418 | AMERICAN | GT-540P-NIH | Tankless, On-Demand | 199000 |  | 93% | 375 | 750 | 375 | 300 | 100
10275195 | AMERICAN | HCG3-100T150-3N 300 | Storage | 150000 | 96% |  | 450 | 900 | 450 | 0 | 200
10275203 | AMERICAN | HCG3-100T199-3N 300 | Storage | 199900 | 97% |  | 599.7 | 1199.4 | 599.7 | 0 | 200
10013820 | AMERICAN | HCG3-100T250-3N 300 | Storage | 250000 | 96% |  | 750 | 1500 | 750 | 0 | 200
10275221 | AMERICAN | HCG3-119T300-3N 300 | Storage | 300000 | 96% |  | 900 | 1800 | 900 | 0 | 200
10275229 | AMERICAN | HCG3-119T400-3N 300 | Storage | 399900 | 95% |  | 1199.7 | 2399.4 | 1199.7 | 0 | 200
10275237 | AMERICAN | HCG3-119T500-3N 300 | Volume WH (Domestic Hot Water Boiler) | 499900 | 96% |  | 1499.7 | 2999.4 | 1499.7 | 300 | 0
10275187 | AMERICAN | HCG3-60T120-300 | Storage | 120000 | 95% |  | 360 | 720 | 360 | 0 | 200
10422730 | AMERICAN | MCT-199I-N | Tankless, On-Demand | 199000 |  | 93% | 375 | 750 | 375 | 300 | 100
10423474 | AMERICAN | MCT-199O-N | Tankless, On-Demand | 199000 |  | 95% | 375 | 750 | 375 | 300 | 100
10414050 | AMERICAN | MTX-199-N-100 | Storage | 199000 | 96% |  | 597 | 1194 | 597 | 0 | 200
10062067 | AMERICAN | PC 34 130 N 200 | Storage | 130000 | 96% |  | 390 | 780 | 390 | 0 | 200
10062481 | AMERICAN | PC 34 150 N 200 | Volume WH (Domestic Hot Water Boiler) | 150000 | 94% |  | 450 | 900 | 450 | 300 | 0
10062500 | AMERICAN | PC 50 130 N 200 | Storage | 130000 | 95% |  | 390 | 780 | 390 | 0 | 200
10062514 | AMERICAN | PC 50 150 N 200 | Storage | 150000 | 95% |  | 450 | 900 | 450 | 0 | 200
10062529 | AMERICAN | PC 50 175 N 200 | Storage | 175000 | 96% |  | 525 | 1050 | 525 | 0 | 200
10062543 | AMERICAN | PC 50 199 N 200 | Storage | 199000 | 96% |  | 597 | 1194 | 597 | 0 | 200
10021158 | AMERICAN | PG10 34 130 2NV 200 | Storage | 130000 | 96% |  | 390 | 780 | 390 | 0 | 200
10021493 | AMERICAN | PG10 34 150 2NV 200 | Volume WH (Domestic Hot Water Boiler) | 150000 | 94% |  | 450 | 900 | 450 | 300 | 0
10021502 | AMERICAN | PG10 50 130 2NV 200 | Storage | 130000 | 95% |  | 390 | 780 | 390 | 0 | 200
10021608 | AMERICAN | PG10 50 150 2NV 200 | Storage | 150000 | 95% |  | 450 | 900 | 450 | 0 | 200
10021638 | AMERICAN | PG10 50 175 3NV 200 | Storage | 175000 | 96% |  | 525 | 1050 | 525 | 0 | 200
10021640 | AMERICAN | PG10 50 199 3NV 200 | Storage | 199000 | 96% |  | 597 | 1194 | 597 | 0 | 200
10062064 | AMERICAN | PGC3 34 130 2NV 200 | Storage | 130000 | 96% |  | 390 | 780 | 390 | 0 | 200
10062478 | AMERICAN | PGC3 34 150 2NV 200 | Volume WH (Domestic Hot Water Boiler) | 150000 | 94% |  | 450 | 900 | 450 | 300 | 0
10062497 | AMERICAN | PGC3 50 130 2NV 200 | Storage | 130000 | 95% |  | 390 | 780 | 390 | 0 | 200
10062511 | AMERICAN | PGC3 50 150 2NV 200 | Storage | 150000 | 95% |  | 450 | 900 | 450 | 0 | 200
10062526 | AMERICAN | PGC3 50 175 3NV 200 | Storage | 175000 | 96% |  | 525 | 1050 | 525 | 0 | 200
10062540 | AMERICAN | PGC3 50 199 3NV 200 | Storage | 199000 | 96% |  | 597 | 1194 | 597 | 0 | 200
10062063 | AMERICAN | PR 34 130 N 200 | Storage | 130000 | 96% |  | 390 | 780 | 390 | 0 | 200
10062477 | AMERICAN | PR 34 150 N 200 | Volume WH (Domestic Hot Water Boiler) | 150000 | 94% |  | 450 | 900 | 450 | 300 | 0
10062496 | AMERICAN | PR 50 130 N 200 | Storage | 130000 | 95% |  | 390 | 780 | 390 | 0 | 200
10062510 | AMERICAN | PR 50 150 N 200 | Storage | 150000 | 95% |  | 450 | 900 | 450 | 0 | 200
10062525 | AMERICAN | PR 50 175 N 200 | Storage | 175000 | 96% |  | 525 | 1050 | 525 | 0 | 200
10062539 | AMERICAN | PR 50 199 N 200 | Storage | 199000 | 96% |  | 597 | 1194 | 597 | 0 | 200
10324086 | AMERICAN | VG6250T100NV* | Storage | 100000 |  | 88% | 300 | 600 | 300 | 300 | 200
7057797 | AMERICAN | VG6275T100NV* | Storage | 100000 | 96% |  | 300 | 600 | 300 | 300 | 200
7134269 | AMERICAN | HCG3-119T300-3N 200 | Storage | 300000 | 96% |  | 900 | 1800 | 900 | 0 | 200
7134275 | AMERICAN | AHCG3-119T300-3N 200 | Storage | 300000 | 96% |  | 900 | 1800 | 900 | 0 | 200
206340215 | AMERICAN | VG6250T76NV 1** | Storage | 76000 |  | 88% | 228 | 456 | 228 | 300 | 150
206340219 | AMERICAN | VG6250T100*V 3** | Storage | 100000 |  | 88% | 300 | 600 | 300 | 300 | 150
206340223 | AMERICAN | VG6275T100*V 3** | Storage | 100000 |  | 86% | 300 | 600 | 300 | 300 | 200
206340847 | AMERICAN | PG10 34 100 2*V 2** | Storage | 100000 |  | 90% | 300 | 600 | 300 | 300 | 0
206340868 | AMERICAN | PR-34-100 * 2** | Storage | 100000 |  | 90% | 300 | 600 | 300 | 300 | 0
206314767 | AMERICAN | PG10 34 130 2*V 2** | Storage | 130000 | 96% |  | 390 | 780 | 390 | 0 | 200
206314768 | AMERICAN | PG10 50 130 2*V 2** | Storage | 130000 | 95% |  | 390 | 780 | 390 | 0 | 200
206314769 | AMERICAN | PG10 50 150 2*V 2** | Storage | 150000 | 95% |  | 450 | 900 | 450 | 0 | 200
206314770 | AMERICAN | PG10 50 175 3*V 2** | Storage | 175000 | 96% |  | 525 | 1050 | 525 | 0 | 200
206314771 | AMERICAN | PG10 50 199 3*V 2** | Storage | 199000 | 96% |  | 597 | 1194 | 597 | 0 | 200
206314782 | AMERICAN | PC 34 130 N 2** | Storage | 130000 | 96% |  | 390 | 780 | 390 | 0 | 200
206314783 | AMERICAN | PGC3 34 130 2NV 2** | Storage | 130000 | 96% |  | 390 | 780 | 390 | 0 | 200
206314784 | AMERICAN | PR 34 130 * 2** | Storage | 130000 | 96% |  | 390 | 780 | 390 | 0 | 200
206314804 | AMERICAN | PC 50 130 * 2** | Storage | 130000 | 95% |  | 390 | 780 | 390 | 0 | 200
206314805 | AMERICAN | PGC3 50 130 2*V 2** | Storage | 130000 | 95% |  | 390 | 780 | 390 | 0 | 200
206314806 | AMERICAN | PR 50 130 * 2** | Storage | 130000 | 95% |  | 390 | 780 | 390 | 0 | 200
206314815 | AMERICAN | PC 50 175 * 2** | Storage | 175000 | 96% |  | 525 | 1050 | 525 | 0 | 200
206314816 | AMERICAN | PGC3 50 175 3*V 2** | Storage | 175000 | 96% |  | 525 | 1050 | 525 | 0 | 200
206314817 | AMERICAN | PR 50 175 * 2** | Storage | 175000 | 96% |  | 525 | 1050 | 525 | 0 | 200
206314826 | AMERICAN | PC 50 199 * 2** | Storage | 199000 | 96% |  | 597 | 1194 | 597 | 0 | 200
206314827 | AMERICAN | PGC3 50 199 3*V 2** | Storage | 199000 | 96% |  | 597 | 1194 | 597 | 0 | 200
206314828 | AMERICAN | PR 50 199 * 2** | Storage | 199000 | 96% |  | 597 | 1194 | 597 | 0 | 200
206314837 | AMERICAN | PC 50 150 * 200 | Storage | 150000 | 95% |  | 450 | 900 | 450 | 0 | 200
206314838 | AMERICAN | PGC3 50 150 2*V 200 | Storage | 150000 | 95% |  | 450 | 900 | 450 | 0 | 200
206314839 | AMERICAN | PR 50 150 * 200 | Storage | 150000 | 95% |  | 450 | 900 | 450 | 0 | 200
206167645 | AMERICAN | HCG3-60T120-3* 3** | Storage | 120000 | 95% |  | 360 | 720 | 360 | 0 | 200
206167647 | AMERICAN | AHCG3-60T120-3* 3** | Storage | 120000 | 95% |  | 360 | 720 | 360 | 0 | 200
206167650 | AMERICAN | HCG3-100T150-3* 3** | Storage | 150000 | 96% |  | 450 | 900 | 450 | 0 | 200
206167652 | AMERICAN | AHCG3-100T150-3* 3** | Storage | 150000 | 96% |  | 450 | 900 | 450 | 0 | 200
206167655 | AMERICAN | HCG3-100T199-3* 3** | Storage | 199000 | 97% |  | 597 | 1194 | 597 | 0 | 200
206167656 | AMERICAN | AHCG3-100T199-3* 3** | Storage | 199000 | 97% |  | 597 | 1194 | 597 | 0 | 200
206167660 | AMERICAN | HCG3-100T250-3* 3** | Storage | 250000 | 96% |  | 750 | 1500 | 750 | 0 | 200
206167661 | AMERICAN | AHCG3-100T250-3* 3** | Storage | 250000 | 96% |  | 750 | 1500 | 750 | 0 | 200
206167664 | AMERICAN | HCG3-119T300-3* 3** | Storage | 300000 | 96% |  | 900 | 1800 | 900 | 0 | 200
206167665 | AMERICAN | AHCG3-119T300-3* 3** | Storage | 300000 | 96% |  | 900 | 1800 | 900 | 0 | 200
206167668 | AMERICAN | HCG3-119T400-3* 3** | Storage | 399900 | 95% |  | 1199.7 | 2399.4 | 1199.7 | 0 | 200
206167669 | AMERICAN | AHCG3-119T400-3* 3** | Storage | 399900 | 95% |  | 1199.7 | 2399.4 | 1199.7 | 0 | 200
206170078 | AMERICAN | HCG3-119T500-3* 3** | Volume WH (Domestic Hot Water Boiler) | 499900 | 96% |  | 1499.7 | 2999.4 | 1499.7 | 300 | 0
206170079 | AMERICAN | AHCG3-119T500-3* 3** | Volume WH (Domestic Hot Water Boiler) | 499900 | 96% |  | 1499.7 | 2999.4 | 1499.7 | 300 | 0
206331372 | AMERICAN | MTX-199-*-1** | Storage | 199000 | 96% |  | 597 | 1194 | 597 | 0 | 200
206842880 | AMERICAN | GT-140-NIH 1** | Tankless, On-Demand | 120000 |  | 90% | 375 | 750 | 375 | 300 | 100
206842727 | AMERICAN | GUF-62-50T40 1** | Storage | 40000 |  | 70% | 0 | 0 | 0 | 0 | 150
206843212 | AMERICAN | UPVG6240T42NV 1** | Storage | 42000 |  | 70% | 0 | 0 | 0 | 0 | 150
206860588 | AMERICAN | UPDVG62-40S40 1** | Storage | 40000 |  | 70% | 0 | 0 | 0 | 0 | 150
206861422 | AMERICAN | PVG62-50S40-NVS 2** | Storage | 40000 |  | 72% | 0 | 0 | 0 | 0 | 200
206861625 | AMERICAN | PVG6240T50NVS 2** | Storage | 50000 |  | 70% | 0 | 0 | 0 | 0 | 150
206861626 | AMERICAN | PVG6240T50NVSL 2** | Storage | 50000 |  | 70% | 0 | 0 | 0 | 0 | 150
206861801 | AMERICAN | PVG6250T50NVS 2** | Storage | 50000 |  | 72% | 0 | 0 | 0 | 0 | 200
206861802 | AMERICAN | PVG6250T50NVSL 2** | Storage | 50000 |  | 72% | 0 | 0 | 0 | 0 | 200
206902218 | AMERICAN | PDVG62-50T45-NV 3** | Storage | 45000 |  | 72% | 0 | 0 | 0 | 0 | 200
206902219 | AMERICAN | PDVG62-50T45-NVL 3** | Storage | 45000 |  | 72% | 0 | 0 | 0 | 0 | 200
206862001 | AMERICAN | PVG6250S62NVS 2** | Storage | 62000 |  | 73% | 0 | 0 | 0 | 0 | 200
206902234 | AMERICAN | PDVG62-50T62-NV 3** | Storage | 62000 |  | 73% | 0 | 0 | 0 | 0 | 200
207471176 | AMERICAN | PCG62-40S50L 1** | Storage | 50000 |  | 90% | 0 | 0 | 0 | 0 | 200
207471181 | AMERICAN | PCG62-50S65L 1** | Storage | 65000 |  | 90% | 0 | 0 | 0 | 0 | 200
206703153 | AMERICAN | GT-240-NIH 1** | Tankless, On-Demand | 160000 |  | 94% | 375 | 750 | 375 | 300 | 100
206842924 | AMERICAN | GT-340-NEH 1** | Tankless, On-Demand | 180000 |  | 94% | 375 | 750 | 375 | 300 | 100
207861919 | AMERICAN | GT-240X3-NIH 1** | Tankless, On-Demand | 160000 |  | 94% | 375 | 750 | 375 | 300 | 100
207861955 | AMERICAN | GT-340X3-NEH 1** | Tankless, On-Demand | 180000 |  | 94% | 375 | 750 | 375 | 300 | 100
206703128 | AMERICAN | GT-540-NEH 1** | Tankless, On-Demand | 199000 |  | 95% | 375 | 750 | 375 | 300 | 100
206703129 | AMERICAN | GT-540P-NEH 1** | Tankless, On-Demand | 199000 |  | 95% | 375 | 750 | 375 | 300 | 100
206703130 | AMERICAN | MCT-199O-N 1** | Tankless, On-Demand | 199000 |  | 95% | 375 | 750 | 375 | 300 | 100
206842866 | AMERICAN | GT-240-NEH 1** | Tankless, On-Demand | 160000 |  | 95% | 375 | 750 | 375 | 300 | 100
206842910 | AMERICAN | GT-340-NIH 1** | Tankless, On-Demand | 180000 |  | 95% | 375 | 750 | 375 | 300 | 100
207209460 | AMERICAN | GT-540X3-NEH 1** | Tankless, On-Demand | 199000 |  | 95% | 375 | 750 | 375 | 300 | 100
207861931 | AMERICAN | GT-340X3-NIH 1** | Tankless, On-Demand | 180000 |  | 95% | 375 | 750 | 375 | 300 | 100
207861943 | AMERICAN | GT-240X3-NEH 1** | Tankless, On-Demand | 160000 |  | 95% | 375 | 750 | 375 | 300 | 100
213881160 | AMERICAN | MTHR-199M 1** | Tankless, On-Demand | 199000 |  | 95% | 375 | 750 | 375 | 300 | 100
213881161 | AMERICAN | MTHR-199X3 1** | Tankless, On-Demand | 199000 |  | 95% | 375 | 750 | 375 | 300 | 100
213881200 | AMERICAN | MTHR-180M 1** | Tankless, On-Demand | 180000 |  | 95% | 375 | 750 | 375 | 300 | 100
213881201 | AMERICAN | MTHR-180X3 1** | Tankless, On-Demand | 180000 |  | 95% | 375 | 750 | 375 | 300 | 100
213881216 | AMERICAN | MTHR-160M 1** | Tankless, On-Demand | 160000 |  | 95% | 375 | 750 | 375 | 300 | 100
213881217 | AMERICAN | MTHR-160X3 1** | Tankless, On-Demand | 160000 |  | 95% | 375 | 750 | 375 | 300 | 100
207708856 | AMERICAN | PG10 34 150 2*V 2** | Tankless, On-Demand | 150000 |  | 92% | 375 | 750 | 375 | 0 | 0
207708857 | AMERICAN | PC 34 150 * 2** | Tankless, On-Demand | 150000 |  | 92% | 375 | 750 | 375 | 0 | 0
207708858 | AMERICAN | PGC3 34 150 2*V 2** | Tankless, On-Demand | 150000 |  | 92% | 375 | 750 | 375 | 0 | 0
207708859 | AMERICAN | PR 34 150 * 2** | Tankless, On-Demand | 150000 |  | 92% | 375 | 750 | 375 | 0 | 0
213286789 | AMERICAN | UPG62-40T42NV 1** | Storage | 42000 |  | 73% | 0 | 0 | 0 | 0 | 200
213286795 | AMERICAN | UPG62-50T42NV 1** | Storage | 42000 |  | 72% | 0 | 0 | 0 | 0 | 200
| AMERICAN STANDARD | HE-100-150 | Storage | 150000 | 98% |  | 450 | 900 | 450 | 0 | 200
| AMERICAN STANDARD | HE-100-199 | Storage | 199000 | 97.5% |  | 597 | 1194 | 597 | 0 | 200
| AMERICAN STANDARD | HE-100-250 | Storage | 250000 | 95.3% |  | 750 | 1500 | 750 | 0 | 200
| AMERICAN STANDARD | HE-70-125 | Storage | 125000 | 96.4% |  | 375 | 750 | 375 | 0 | 200
207215490 | AMERICAN STANDARD WATER HEATERS | HE-70-125* | Storage | 125000 | 94% |  | 375 | 750 | 375 | 0 | 200
207215491 | AMERICAN STANDARD WATER HEATERS | HE-100-150* | Storage | 150000 | 97% |  | 450 | 900 | 450 | 0 | 200
207215492 | AMERICAN STANDARD WATER HEATERS | HE-100-199* | Storage | 199000 | 96% |  | 597 | 1194 | 597 | 0 | 200
207215493 | AMERICAN STANDARD WATER HEATERS | HE-100-250* | Storage | 250000 | 94% |  | 750 | 1500 | 750 | 0 | 200
207629140 | AMERICAN STANDARD WATER HEATERS | HE-G1-100-150* | Storage | 150000 | 97% |  | 450 | 900 | 450 | 0 | 200
207629141 | AMERICAN STANDARD WATER HEATERS | HE-G1-100-199* | Storage | 199000 | 96% |  | 597 | 1194 | 597 | 0 | 200
207629142 | AMERICAN STANDARD WATER HEATERS | HE-G1-100-250* | Storage | 250000 | 94% |  | 750 | 1500 | 750 | 0 | 200
207689777 | AMERICAN STANDARD WATER HEATERS | HE-G1-70-125* | Storage | 125000 | 94% |  | 375 | 750 | 375 | 0 | 200
207216438 | AMERICAN STANDARD WATER HEATERS | PV40TLN* | Storage | 40000 |  | 70% | 0 | 0 | 0 | 0 | 150
207216439 | AMERICAN STANDARD WATER HEATERS | PV50TLN* | Storage | 40000 |  | 70% | 0 | 0 | 0 | 0 | 150
210275287 | AMERICAN STANDARD WATER HEATERS | PV50TLN*-65* | Storage | 63000 |  | 71% | 0 | 0 | 0 | 0 | 150
208163559 | AMERICAN STANDARD WATER HEATERS | PV40TLN*50* | Storage | 50000 |  | 70% | 0 | 0 | 0 | 0 | 150
10157791 | BOCK | ODOT125* | Storage | 125000 | 96% |  | 375 | 750 | 375 | 0 | 200
9040378 | BOCK | OT125* | Storage | 125000 | 96% |  | 375 | 750 | 375 | 0 | 200
10157792 | BOCK | ODOT150* | Storage | 150000 | 96% |  | 450 | 900 | 450 | 0 | 200
9040379 | BOCK | OT150* | Storage | 150000 | 96% |  | 450 | 900 | 450 | 0 | 200
10157793 | BOCK | ODOT199* | Storage | 199000 | 96% |  | 597 | 1194 | 597 | 0 | 200
9040380 | BOCK | OT199* | Storage | 199000 | 96% |  | 597 | 1194 | 597 | 0 | 200
10157794 | BOCK | ODOT200*-A | Storage | 199900 | 95% |  | 599.7 | 1199.4 | 599.7 | 0 | 200
7057033 | BOCK | OT200*-A | Storage | 199900 | 95% |  | 599.7 | 1199.4 | 599.7 | 0 | 200
10157795 | BOCK | ODOT250*-A | Storage | 250000 | 94% |  | 750 | 1500 | 750 | 0 | 200
7057034 | BOCK | OT250*-A | Storage | 250000 | 94% |  | 750 | 1500 | 750 | 0 | 200
10157796 | BOCK | ODOT299*-A | Storage | 299900 | 93% |  | 899.7 | 1799.4 | 899.7 | 0 | 200
7057035 | BOCK | OT299*-A | Storage | 299900 | 93% |  | 899.7 | 1799.4 | 899.7 | 0 | 200
10157797 | BOCK | ODOT300*-A | Storage | 300000 | 95% |  | 900 | 1800 | 900 | 0 | 200
7057081 | BOCK | OT300*-A | Storage | 300000 | 95% |  | 900 | 1800 | 900 | 0 | 200
10157798 | BOCK | ODOT400*-A | Storage | 399900 | 94% |  | 1199.7 | 2399.4 | 1199.7 | 0 | 200
7057082 | BOCK | OT400*-A | Storage | 399900 | 94% |  | 1199.7 | 2399.4 | 1199.7 | 0 | 200
206427767 | BOCK | OT300*2-A-*** | Storage | 300000 | 99% |  | 900 | 1800 | 900 | 0 | 200
206427768 | BOCK | OT300*2-*** | Storage | 300000 | 99% |  | 900 | 1800 | 900 | 0 | 200
206427769 | BOCK | OT400*2-A-*** | Storage | 399900 | 97% |  | 1199.7 | 2399.4 | 1199.7 | 0 | 200
206427770 | BOCK | OT400*2-*** | Storage | 399900 | 97% |  | 1199.7 | 2399.4 | 1199.7 | 0 | 200
206427771 | BOCK | OT500*2-A-*** | Volume WH (Domestic Hot Water Boiler) | 500000 | 96% |  | 1500 | 3000 | 1500 | 300 | 0
206427772 | BOCK | OT500*2-*** | Volume WH (Domestic Hot Water Boiler) | 499900 | 96% |  | 1499.7 | 2999.4 | 1499.7 | 300 | 0
210540066 | BOCK | 60HEC-125-NA-**** | Storage | 125000 | 96% |  | 375 | 750 | 375 | 0 | 200
210540067 | BOCK | 60HEC-150-NA-**** | Storage | 150000 | 93% |  | 450 | 900 | 450 | 0 | 200
210540068 | BOCK | 60HEC-199-NA-**** | Storage | 199900 | 92% |  | 599.7 | 1199.4 | 599.7 | 0 | 200
210585012 | BOCK | ODOT300*2-A-*** | Storage | 300000 | 99% |  | 900 | 1800 | 900 | 0 | 200
210585013 | BOCK | ODOT300*2-*** | Storage | 300000 | 99% |  | 900 | 1800 | 900 | 0 | 200
210585014 | BOCK | ODOT400*2-A-*** | Storage | 399900 | 97% |  | 1199.7 | 2399.4 | 1199.7 | 0 | 200
210585015 | BOCK | ODOT400*2-*** | Storage | 399900 | 97% |  | 1199.7 | 2399.4 | 1199.7 | 0 | 200
210585017 | BOCK | ODOT500*2-*** | Volume WH (Domestic Hot Water Boiler) | 499900 | 96% |  | 1499.7 | 2999.4 | 1499.7 | 300 | 0
209447964 | BOCK | OT600*-A | Volume WH (Domestic Hot Water Boiler) | 600000 | 98% |  | 1800 | 3600 | 1800 | 300 | 0
209447965 | BOCK | OT700*-A | Volume WH (Domestic Hot Water Boiler) | 700000 | 98% |  | 2100 | 4200 | 2100 | 300 | 0
209447966 | BOCK | OT800*-A | Volume WH (Domestic Hot Water Boiler) | 800000 | 98% |  | 2400 | 4800 | 2400 | 300 | 0
209447967 | BOCK | OT900*-A | Volume WH (Domestic Hot Water Boiler) | 900000 | 98% |  | 2700 | 5400 | 2700 | 300 | 0
210585016 | BOCK | ODOT500*2-A-*** | Volume WH (Domestic Hot Water Boiler) | 500000 | 96% |  | 1500 | 3000 | 1500 | 300 | 0
2110697 | BOSCH | C 1050 ES | Tankless, On-Demand | 199000 | 95% |  | 375 | 750 | 375 | 300 | 100
200095465 | BOSCH | LT160/1* | Indirect | None |  |  | 375 | 750 | 375 | 300 | 300
200095467 | BOSCH | LT200/1* | Indirect | None |  |  | 375 | 750 | 375 | 300 | 300
200095469 | BOSCH | LT300/1* | Indirect | None |  |  | 375 | 750 | 375 | 300 | 300
200095459 | BOSCH | S32/5* | Indirect | None |  |  | 375 | 750 | 375 | 300 | 300
200095473 | BOSCH | SM100/5* | Indirect | None |  |  | 375 | 750 | 375 | 300 | 300
200095471 | BOSCH | SM80/5* | Indirect | None |  |  | 375 | 750 | 375 | 300 | 300
2029815 | BOSCH | SST150-40 | Indirect | None |  |  | 375 | 750 | 375 | 300 | 300
2029816 | BOSCH | SST250-65 | Indirect | None |  |  | 375 | 750 | 375 | 300 | 300
2029817 | BOSCH | SST300-80 | Indirect | None |  |  | 375 | 750 | 375 | 300 | 300
2029818 | BOSCH | SST450-119 | Indirect | None |  |  | 375 | 750 | 375 | 300 | 300
200095463 | BOSCH | SU100/5* | Indirect | None |  |  | 375 | 750 | 375 | 300 | 300
200095475 | BOSCH | SU54/5* | Indirect | None |  |  | 375 | 750 | 375 | 300 | 300
200095461 | BOSCH | SU80/5* | Indirect | None |  |  | 375 | 750 | 375 | 300 | 300
9963061 | BOSCH | T9800 SE 160 | Tankless, On-Demand | 160000 |  | 92% | 375 | 750 | 375 | 300 | 100
9963064 | BOSCH | T9800 SE 199 | Tankless, On-Demand | 199000 |  | 96% | 375 | 750 | 375 | 300 | 100
9963062 | BOSCH | T9800 SEO 160 | Tankless, On-Demand | 160000 |  | 97% | 375 | 750 | 375 | 300 | 100
9963069 | BOSCH | T9800 SEO 199 | Tankless, On-Demand | 199000 |  | 96% | 375 | 750 | 375 | 300 | 100
9963063 | BOSCH | T9900 SE 160 | Tankless, On-Demand | 160000 |  | 97% | 375 | 750 | 375 | 300 | 100
9963070 | BOSCH | T9900 SE 199 | Tankless, On-Demand | 199000 |  | 96% | 375 | 750 | 375 | 300 | 100
9963073 | BOSCH | T9900I SE 199 | Tankless, On-Demand | 199000 |  | 96% | 375 | 750 | 375 | 300 | 100
207161112 | BRADFORD WHITE | RTGL 160N1 | Tankless, On-Demand | 160000 |  | 92% | 375 | 750 | 375 | 300 | 100
| BRADFORD WHITE | BNTV1700N | Volume WH (Domestic Hot Water Boiler) | 1700000 | 96% |  | 5100 | 10200 | 5100 | 300 | 0
| BRADFORD WHITE | SDCDW255R6SW | Indirect | None |  |  | 375 | 750 | 375 | 300 | 300
8273245 | BRADFORD WHITE | BMGV1600(N,P)***** | Volume WH (Domestic Hot Water Boiler) | 1600000 | 96% |  | 4800 | 9600 | 4800 | 300 | 0
8273246 | BRADFORD WHITE | BMGV2000 | Volume WH (Domestic Hot Water Boiler) | 1999900 | 96% |  | 5999.7 | 11999.4 | 5999.7 | 300 | 0
8273247 | BRADFORD WHITE | BMGV2500 | Volume WH (Domestic Hot Water Boiler) | 2499900 | 96% |  | 7499.7 | 14999.4 | 7499.7 | 300 | 0
8273248 | BRADFORD WHITE | BMGV3000 | Volume WH (Domestic Hot Water Boiler) | 3000000 | 95% |  | 9000 | 18000 | 9000 | 300 | 0
8273249 | BRADFORD WHITE | BMGV3500 | Volume WH (Domestic Hot Water Boiler) | 3500000 | 96% |  | 10500 | 21000 | 10500 | 300 | 0
8273250 | BRADFORD WHITE | BMGV4000 | Volume WH (Domestic Hot Water Boiler) | 4000000 | 96% |  | 12000 | 24000 | 12000 | 300 | 0
7057417 | BRADFORD WHITE | BNTV1000 | Volume WH (Domestic Hot Water Boiler) | 999900 | 95% |  | 2999.7 | 5999.4 | 2999.7 | 300 | 0
8004719 | BRADFORD WHITE | BNTV1200(N,P)*** | Volume WH (Domestic Hot Water Boiler) | 1200000 | 95% |  | 3600 | 7200 | 3600 | 300 | 0
7057425 | BRADFORD WHITE | BNTV150 | Volume WH (Domestic Hot Water Boiler) | 150000 | 95% |  | 450 | 900 | 450 | 300 | 0
7057424 | BRADFORD WHITE | BNTV199 | Volume WH (Domestic Hot Water Boiler) | 199000 | 97% |  | 597 | 1194 | 597 | 300 | 0
7057423 | BRADFORD WHITE | BNTV285 | Volume WH (Domestic Hot Water Boiler) | 285000 | 95% |  | 855 | 1710 | 855 | 300 | 0
7057422 | BRADFORD WHITE | BNTV399 | Volume WH (Domestic Hot Water Boiler) | 399000 | 96% |  | 1197 | 2394 | 1197 | 300 | 0
7057421 | BRADFORD WHITE | BNTV500 | Volume WH (Domestic Hot Water Boiler) | 500000 | 96% |  | 1500 | 3000 | 1500 | 300 | 0
7057420 | BRADFORD WHITE | BNTV600 | Volume WH (Domestic Hot Water Boiler) | 600000 | 97% |  | 1800 | 3600 | 1800 | 300 | 0
7057419 | BRADFORD WHITE | BNTV750 | Volume WH (Domestic Hot Water Boiler) | 750000 | 94% |  | 2250 | 4500 | 2250 | 300 | 0
7057418 | BRADFORD WHITE | BNTV850 | Volume WH (Domestic Hot Water Boiler) | 850000 | 96% |  | 2550 | 5100 | 2550 | 300 | 0
3999665 | BRADFORD WHITE | DW-2-40-L | Indirect | None |  |  | 375 | 750 | 375 | 300 | 300
3999666 | BRADFORD WHITE | DW-2-50-L | Indirect | None |  |  | 375 | 750 | 375 | 300 | 300
3999667 | BRADFORD WHITE | DW-2-65-L | Indirect | None |  |  | 375 | 750 | 375 | 300 | 300
3999668 | BRADFORD WHITE | DW-2-80-L | Indirect | None |  |  | 375 | 750 | 375 | 300 | 300
7056621 | BRADFORD WHITE | EF100T150E*N* | Storage | 150000 | 99% |  | 450 | 900 | 450 | 0 | 200
204803822 | BRADFORD WHITE | EF100T150E*N** | Storage | 150000 | 97% |  | 450 | 900 | 450 | 0 | 200
7056630 | BRADFORD WHITE | EF100T199E*N* | Storage | 199900 | 99% |  | 599.7 | 1199.4 | 599.7 | 0 | 200
204803821 | BRADFORD WHITE | EF100T199E*N** | Storage | 199900 | 97% |  | 599.7 | 1199.4 | 599.7 | 0 | 200
7056624 | BRADFORD WHITE | EF100T250E*N* | Storage | 250000 | 97% |  | 750 | 1500 | 750 | 0 | 200
204803823 | BRADFORD WHITE | EF100T250E*N** | Storage | 250000 | 96% |  | 750 | 1500 | 750 | 0 | 200
7057271 | BRADFORD WHITE | EF100T300E*N*2 | Storage | 300000 | 92% |  | 900 | 1800 | 900 | 0 | 200
7056620 | BRADFORD WHITE | EF100T399E*N2 | Storage | 399000 | 94% |  | 1197 | 2394 | 1197 | 0 | 200
202887518 | BRADFORD WHITE | EF120T400*N*3 | Storage | 399900 | 94% |  | 1199.7 | 2399.4 | 1199.7 | 0 | 200
202886845 | BRADFORD WHITE | EF120T500*N*3 | Volume WH (Domestic Hot Water Boiler) | 499900 | 94% |  | 1499.7 | 2999.4 | 1499.7 | 300 | 0
7057272 | BRADFORD WHITE | EF60T125E*N*2 | Storage | 125000 | 96% |  | 375 | 750 | 375 | 0 | 200
7057273 | BRADFORD WHITE | EF60T150E*N*2 | Storage | 150000 | 93% |  | 450 | 900 | 450 | 0 | 200
7057274 | BRADFORD WHITE | EF60T199E*N*2 | Storage | 199900 | 92% |  | 599.7 | 1199.4 | 599.7 | 0 | 200
7056694 | BRADFORD WHITE | EFR160T120**N | Storage | 120000 | 95% |  | 360 | 720 | 360 | 0 | 200
201870474 | BRADFORD WHITE | RTG-K-160N1 | Tankless, On-Demand | 160000 |  | 92% | 375 | 750 | 375 | 300 | 100
201870436 | BRADFORD WHITE | RTG-K-160N2 | Tankless, On-Demand | 160000 |  | 92% | 375 | 750 | 375 | 300 | 100
201866486 | BRADFORD WHITE | RTG-K-199N1 | Tankless, On-Demand | 199000 |  | 96% | 375 | 750 | 375 | 300 | 100
201870475 | BRADFORD WHITE | RTG-K-199N2 | Tankless, On-Demand | 199000 |  | 96% | 375 | 750 | 375 | 300 | 100
4663103 | BRADFORD WHITE | RTV-120-L | Indirect | None |  |  | 375 | 750 | 375 | 300 | 300
3999669 | BRADFORD WHITE | RTV-40-L | Indirect | None |  |  | 375 | 750 | 375 | 300 | 300
3999670 | BRADFORD WHITE | RTV-52-L | Indirect | None |  |  | 375 | 750 | 375 | 300 | 300
3999671 | BRADFORD WHITE | RTV-75-L | Indirect | None |  |  | 375 | 750 | 375 | 300 | 300
4581701 | BRADFORD WHITE | SDCDW2110R6SW | Indirect | None |  |  | 375 | 750 | 375 | 300 | 300
4581700 | BRADFORD WHITE | SDCDW270R6SW | Indirect | None |  |  | 375 | 750 | 375 | 300 | 300
201756541 | BRADFORD WHITE | SS-120-L | Indirect | None |  |  | 375 | 750 | 375 | 300 | 300
201756537 | BRADFORD WHITE | SS-30-L | Indirect | None |  |  | 375 | 750 | 375 | 300 | 300
201756538 | BRADFORD WHITE | SS-40-L | Indirect | None |  |  | 375 | 750 | 375 | 300 | 300
201756539 | BRADFORD WHITE | SS-50-L | Indirect | None |  |  | 375 | 750 | 375 | 300 | 300
201756540 | BRADFORD WHITE | SS-75-L | Indirect | None |  |  | 375 | 750 | 375 | 300 | 300
3999663 | BRADFORD WHITE | SW-120C-5 | Indirect | None |  |  | 375 | 750 | 375 | 300 | 300
3999664 | BRADFORD WHITE | SW-2-120-L | Indirect | None |  |  | 375 | 750 | 375 | 300 | 300
3999655 | BRADFORD WHITE | SW-2-30-L | Indirect | None |  |  | 375 | 750 | 375 | 300 | 300
3999657 | BRADFORD WHITE | SW-2-40R-L | Indirect | None |  |  | 375 | 750 | 375 | 300 | 300
3999658 | BRADFORD WHITE | SW-2-50R-L | Indirect | None |  |  | 375 | 750 | 375 | 300 | 300
3999659 | BRADFORD WHITE | SW-2-65C-5 | Indirect | None |  |  | 375 | 750 | 375 | 300 | 300
3999660 | BRADFORD WHITE | SW-2-65-L | Indirect | None |  |  | 375 | 750 | 375 | 300 | 300
3999662 | BRADFORD WHITE | SW-2-80-L | Indirect | None |  |  | 375 | 750 | 375 | 300 | 300
203559770 | BRADFORD WHITE | SW-65C-5 | Indirect | None |  |  | 375 | 750 | 375 | 300 | 300
3999661 | BRADFORD WHITE | SW-80C-5 | Indirect | None |  |  | 375 | 750 | 375 | 300 | 300
200094396 | BRADFORD WHITE | RG2F40S*N | Storage | 38000 |  | 70% | 0 | 0 | 0 | 0 | 150
200094440 | BRADFORD WHITE | RG2PDV40S*N | Storage | 40000 |  | 70% | 0 | 0 | 0 | 0 | 150
200094444 | BRADFORD WHITE | URG2PDV40S*N | Storage | 40000 |  | 70% | 0 | 0 | 0 | 0 | 150
205134945 | BRADFORD WHITE | RG2PV40S*N19 | Storage | 40000 |  | 72% | 0 | 0 | 0 | 0 | 200
205134946 | BRADFORD WHITE | RG2PV40T*N19 | Storage | 40000 |  | 72% | 0 | 0 | 0 | 0 | 200
205134947 | BRADFORD WHITE | RG2PV50S*N19 | Storage | 40000 |  | 72% | 0 | 0 | 0 | 0 | 200
205134948 | BRADFORD WHITE | RG2PV50T*N19 | Storage | 40000 |  | 72% | 0 | 0 | 0 | 0 | 200
205135033 | BRADFORD WHITE | URG2PV40T*N19 | Storage | 40000 |  | 72% | 0 | 0 | 0 | 0 | 200
205135034 | BRADFORD WHITE | URG2PV50T*N19 | Storage | 40000 |  | 72% | 0 | 0 | 0 | 0 | 200
200094558 | BRADFORD WHITE | RC2PV50H*N | Storage | 76000 |  | 80% | 0 | 0 | 0 | 0 | 200
200094562 | BRADFORD WHITE | LC2PV50H76*N | Storage | 76000 |  | 80% | 0 | 0 | 0 | 0 | 200
205123984 | BRADFORD WHITE | RC2PDV50H*N | Storage | 76000 |  | 80% | 0 | 0 | 0 | 0 | 200
205573465 | BRADFORD WHITE | LC2PDV50H76*N | Storage | 76000 |  | 80% | 0 | 0 | 0 | 0 | 200
208083277 | BRADFORD WHITE | RTGR199N1 | Tankless, On-Demand | 199000 |  | 95% | 375 | 750 | 375 | 300 | 100
208083278 | BRADFORD WHITE | RTGS199N1 | Tankless, On-Demand | 199000 |  | 95% | 375 | 750 | 375 | 300 | 100
207161113 | BRADFORD WHITE | RTGL 199N1 | Tankless, On-Demand | 199000 |  | 96% | 375 | 750 | 375 | 300 | 100
212621430 | BRADFORD WHITE | BNT2V0399 | Volume WH (Domestic Hot Water Boiler) | 399000 | 98% |  | 1197 | 2394 | 1197 | 300 | 0
212621431 | BRADFORD WHITE | BNT2V0500 | Volume WH (Domestic Hot Water Boiler) | 500000 | 98% |  | 1500 | 3000 | 1500 | 300 | 0
212621432 | BRADFORD WHITE | BNT2V0650 | Volume WH (Domestic Hot Water Boiler) | 650000 | 97% |  | 1950 | 3900 | 1950 | 300 | 0
212621433 | BRADFORD WHITE | BNT2V0800 | Volume WH (Domestic Hot Water Boiler) | 800000 | 97% |  | 2400 | 4800 | 2400 | 300 | 0
212621434 | BRADFORD WHITE | BNT2V0999 | Volume WH (Domestic Hot Water Boiler) | 999000 | 97% |  | 2997 | 5994 | 2997 | 300 | 0
212621435 | BRADFORD WHITE | BNT2V1500 | Volume WH (Domestic Hot Water Boiler) | 1500000 | 99% |  | 4500 | 9000 | 4500 | 300 | 0
207801517 | Bryan Steam, LLC | BFITW400 | Volume WH (Domestic Hot Water Boiler) | 400000 | 98% |  | 1200 | 2400 | 1200 | 300 | 0
207801518 | Bryan Steam, LLC | BFITW500 | Volume WH (Domestic Hot Water Boiler) | 500000 | 98% |  | 1500 | 3000 | 1500 | 300 | 0
207801519 | Bryan Steam, LLC | BFITW650 | Volume WH (Domestic Hot Water Boiler) | 650000 | 98% |  | 1950 | 3900 | 1950 | 300 | 0
207801520 | Bryan Steam, LLC | BFITW800 | Volume WH (Domestic Hot Water Boiler) | 800000 | 98% |  | 2400 | 4800 | 2400 | 300 | 0
207801521 | Bryan Steam, LLC | BFITW1000L | Volume WH (Domestic Hot Water Boiler) | 1000000 | 98% |  | 3000 | 6000 | 3000 | 300 | 0
207801522 | Bryan Steam, LLC | BFITW1000 | Volume WH (Domestic Hot Water Boiler) | 1000000 | 98% |  | 3000 | 6000 | 3000 | 300 | 0
207801523 | Bryan Steam, LLC | BFITW1250 | Volume WH (Domestic Hot Water Boiler) | 1250000 | 98% |  | 3750 | 7500 | 3750 | 300 | 0
207801524 | Bryan Steam, LLC | BFITW1500 | Volume WH (Domestic Hot Water Boiler) | 1500000 | 98% |  | 4500 | 9000 | 4500 | 300 | 0
207801525 | Bryan Steam, LLC | BFITW2000 | Volume WH (Domestic Hot Water Boiler) | 2000000 | 98% |  | 6000 | 12000 | 6000 | 300 | 0
207801526 | Bryan Steam, LLC | BFITW2500 | Volume WH (Domestic Hot Water Boiler) | 2500000 | 98% |  | 7500 | 15000 | 7500 | 300 | 0
207801527 | Bryan Steam, LLC | BFITW3000 | Volume WH (Domestic Hot Water Boiler) | 3000000 | 98% |  | 9000 | 18000 | 9000 | 300 | 0
207801528 | Bryan Steam, LLC | BFITW3500 | Volume WH (Domestic Hot Water Boiler) | 3500000 | 98% |  | 10500 | 21000 | 10500 | 300 | 0
207801529 | Bryan Steam, LLC | BFITW4000 | Volume WH (Domestic Hot Water Boiler) | 4000000 | 98% |  | 12000 | 24000 | 12000 | 300 | 0
200095466 | BUDERUS | LT160/1* | Indirect | None |  |  | 375 | 750 | 375 | 300 | 300
200095468 | BUDERUS | LT200/1* | Indirect | None |  |  | 375 | 750 | 375 | 300 | 300
200095470 | BUDERUS | LT300/1* | Indirect | None |  |  | 375 | 750 | 375 | 300 | 300
200095460 | BUDERUS | S32/5* | Indirect | None |  |  | 375 | 750 | 375 | 300 | 300
200095474 | BUDERUS | SM100/5* | Indirect | None |  |  | 375 | 750 | 375 | 300 | 300
200095472 | BUDERUS | SM80/5* | Indirect | None |  |  | 375 | 750 | 375 | 300 | 300
200095464 | BUDERUS | SU100/5* | Indirect | None |  |  | 375 | 750 | 375 | 300 | 300
200095476 | BUDERUS | SU54/5* | Indirect | None |  |  | 375 | 750 | 375 | 300 | 300
200095462 | BUDERUS | SU80/5* | Indirect | None |  |  | 375 | 750 | 375 | 300 | 300
| BURNHAM | AL50SL | Indirect | None |  |  | 375 | 750 | 375 | 300 | 300
| BURNHAM | AL70SL | Indirect | None |  |  | 375 | 750 | 375 | 300 | 300
206908659 | BURNHAM | AL35SL | Indirect | None |  |  | 375 | 750 | 375 | 300 | 300
212316240 | BURNHAM BY U.S. BOILER | CTDW400 | Volume WH (Domestic Hot Water Boiler) | 399000 | 98% |  | 1197 | 2394 | 1197 | 300 | 0
212316241 | BURNHAM BY U.S. BOILER | CTDW500 | Volume WH (Domestic Hot Water Boiler) | 500000 | 98% |  | 1500 | 3000 | 1500 | 300 | 0
212316242 | BURNHAM BY U.S. BOILER | CTDW650 | Volume WH (Domestic Hot Water Boiler) | 650000 | 98% |  | 1950 | 3900 | 1950 | 300 | 0
212316243 | BURNHAM BY U.S. BOILER | CTDW800 | Volume WH (Domestic Hot Water Boiler) | 800000 | 98% |  | 2400 | 4800 | 2400 | 300 | 0
212316244 | BURNHAM BY U.S. BOILER | CTDW1000L | Volume WH (Domestic Hot Water Boiler) | 1000000 | 98% |  | 3000 | 6000 | 3000 | 300 | 0
212316245 | BURNHAM BY U.S. BOILER | CTDW1250 | Volume WH (Domestic Hot Water Boiler) | 1250000 | 98% |  | 3750 | 7500 | 3750 | 300 | 0
212316246 | BURNHAM BY U.S. BOILER | CTDW1500 | Volume WH (Domestic Hot Water Boiler) | 1500000 | 98% |  | 4500 | 9000 | 4500 | 300 | 0
206800684 | Burnham by U.S. Boiler | AL30SST | Indirect | None |  |  | 375 | 750 | 375 | 300 | 300
206800685 | Burnham by U.S. Boiler | AL40SST | Indirect | None |  |  | 375 | 750 | 375 | 300 | 300
206800686 | Burnham by U.S. Boiler | AL50SST | Indirect | None |  |  | 375 | 750 | 375 | 300 | 300
206800687 | Burnham by U.S. Boiler | AL75SST | Indirect | None |  |  | 375 | 750 | 375 | 300 | 300
206800688 | Burnham by U.S. Boiler | AL119SST | Indirect | None |  |  | 375 | 750 | 375 | 300 | 300
206908658 | Burnham by U.S. Boiler | AL27SL | Indirect | None |  |  | 375 | 750 | 375 | 300 | 300
206908662 | Burnham by U.S. Boiler | AL30LT | Indirect | None |  |  | 375 | 750 | 375 | 300 | 300
206908663 | Burnham by U.S. Boiler | AL55LT | Indirect | None |  |  | 375 | 750 | 375 | 300 | 300
206908664 | Burnham by U.S. Boiler | AL119CLT | Indirect | None |  |  | 375 | 750 | 375 | 300 | 300
206908665 | Burnham by U.S. Boiler | AL80CLT | Indirect | None |  |  | 375 | 750 | 375 | 300 | 300
206908666 | Burnham by U.S. Boiler | AL80LT | Indirect | None |  |  | 375 | 750 | 375 | 300 | 300
207335515 | Burnham by U.S. Boiler | AL70CSL | Indirect | None |  |  | 375 | 750 | 375 | 300 | 300
202850595 | CAMUS HYDRONICS | VT-0080 | Storage | 80000 | 95% |  | 240 | 480 | 240 | 300 | 200
202850596 | CAMUS HYDRONICS | VT-0100 | Storage | 100000 | 94% |  | 300 | 600 | 300 | 300 | 200
202850597 | CAMUS HYDRONICS | VT-0125 | Storage | 125000 | 94% |  | 375 | 750 | 375 | 0 | 200
202850598 | CAMUS HYDRONICS | VT-0150 | Storage | 150000 | 94% |  | 450 | 900 | 450 | 0 | 200
202850612 | CAMUS HYDRONICS | VT-0499 | Volume WH (Domestic Hot Water Boiler) | 499000 | 96% |  | 1497 | 2994 | 1497 | 300 | 0
202850599 | CAMUS HYDRONICS | VT-0199 | Storage | 199000 | 96% |  | 597 | 1194 | 597 | 0 | 200
202850600 | CAMUS HYDRONICS | VT-0250 | Storage | 250000 | 95% |  | 750 | 1500 | 750 | 0 | 200
202850601 | CAMUS HYDRONICS | VT-0299 | Storage | 299000 | 95% |  | 897 | 1794 | 897 | 0 | 200
202850609 | CAMUS HYDRONICS | VT-0399 | Storage | 399000 | 93% |  | 1197 | 2394 | 1197 | 0 | 200
205782078 | CAMUS HYDRONICS | VTNW-0080 | Storage | 80000 | 95% |  | 240 | 480 | 240 | 300 | 200
205782079 | CAMUS HYDRONICS | VTNW-0100 | Storage | 100000 | 94% |  | 300 | 600 | 300 | 300 | 200
205782080 | CAMUS HYDRONICS | VTNW-0125 | Storage | 125000 | 94% |  | 375 | 750 | 375 | 0 | 200
205782081 | CAMUS HYDRONICS | VTNW-0150 | Storage | 150000 | 94% |  | 450 | 900 | 450 | 0 | 200
205782082 | CAMUS HYDRONICS | VTNW-0199 | Storage | 199000 | 96% |  | 597 | 1194 | 597 | 0 | 200
205782083 | CAMUS HYDRONICS | VTNW-0250 | Storage | 250000 | 95% |  | 750 | 1500 | 750 | 0 | 200
205782084 | CAMUS HYDRONICS | VTNW-0299 | Storage | 299000 | 95% |  | 897 | 1794 | 897 | 0 | 200
205782248 | CAMUS HYDRONICS | VTNW-0499 | Volume WH (Domestic Hot Water Boiler) | 499000 | 96% |  | 1497 | 2994 | 1497 | 300 | 0
206347223 | CAMUS HYDRONICS | DRNW-0300-MS | Volume WH (Domestic Hot Water Boiler) | 300000 | 94% |  | 900 | 1800 | 900 | 300 | 0
206347224 | CAMUS HYDRONICS | DRNW-0350-MS | Volume WH (Domestic Hot Water Boiler) | 350000 | 94% |  | 1050 | 2100 | 1050 | 300 | 0
206347225 | CAMUS HYDRONICS | DRNW-0400-MS | Volume WH (Domestic Hot Water Boiler) | 399000 | 94% |  | 1197 | 2394 | 1197 | 300 | 0
206347226 | CAMUS HYDRONICS | DRNW-0500-MS | Volume WH (Domestic Hot Water Boiler) | 500000 | 94% |  | 1500 | 3000 | 1500 | 300 | 0
206347261 | CAMUS HYDRONICS | DMNW-0392 | Volume WH (Domestic Hot Water Boiler) | 399000 | 96% |  | 1197 | 2394 | 1197 | 300 | 0
206347262 | CAMUS HYDRONICS | DMNW-0502 | Volume WH (Domestic Hot Water Boiler) | 500000 | 96% |  | 1500 | 3000 | 1500 | 300 | 0
205782085 | CAMUS HYDRONICS | VTNW-0399 | Storage | 399000 | 93% |  | 1197 | 2394 | 1197 | 0 | 200
3999680 | CROWN BOILER | MS-119 | Indirect | None |  |  | 375 | 750 | 375 | 300 | 300
3999677 | CROWN BOILER | MS-40 | Indirect | None |  |  | 375 | 750 | 375 | 300 | 300
3999678 | CROWN BOILER | MS-53 | Indirect | None |  |  | 375 | 750 | 375 | 300 | 300
3999679 | CROWN BOILER | MS-79 | Indirect | None |  |  | 375 | 750 | 375 | 300 | 300
3999674 | CROWN BOILER | MSH-40 | Indirect | None |  |  | 375 | 750 | 375 | 300 | 300
3999675 | CROWN BOILER | MSH-53 | Indirect | None |  |  | 375 | 750 | 375 | 300 | 300
3999704 | CROWN BOILER | MT040GBR | Indirect | None |  |  | 375 | 750 | 375 | 300 | 300
3999705 | CROWN BOILER | MT050GBR | Indirect | None |  |  | 375 | 750 | 375 | 300 | 300
3999706 | CROWN BOILER | MT065GBR | Indirect | None |  |  | 375 | 750 | 375 | 300 | 300
3999707 | CROWN BOILER | MT080GBR | Indirect | None |  |  | 375 | 750 | 375 | 300 | 300
3999708 | CROWN BOILER | MT120GBC | Indirect | None |  |  | 375 | 750 | 375 | 300 | 300
| DUNKIRK | HL119SK | Indirect | None |  |  | 375 | 750 | 375 | 300 | 300
| DUNKIRK | HL30SK | Indirect | None |  |  | 375 | 750 | 375 | 300 | 300
| DUNKIRK | HL40SK | Indirect | None |  |  | 375 | 750 | 375 | 300 | 300
| DUNKIRK | HL50SK | Indirect | None |  |  | 375 | 750 | 375 | 300 | 300
| DUNKIRK | HL80SK | Indirect | None |  |  | 375 | 750 | 375 | 300 | 300
210365759 | ECO Heating Systems | IB-1250-HW | Volume WH (Domestic Hot Water Boiler) | 1250000 | 99% |  | 3750 | 7500 | 3750 | 300 | 0
210365760 | ECO Heating Systems | IB-2000-HW | Volume WH (Domestic Hot Water Boiler) | 2000000 | 99% |  | 6000 | 12000 | 6000 | 300 | 0
210365761 | ECO Heating Systems | IB-3000-HW | Volume WH (Domestic Hot Water Boiler) | 3000000 | 99% |  | 9000 | 18000 | 9000 | 300 | 0
210365762 | ECO Heating Systems | IB-4000-HW | Volume WH (Domestic Hot Water Boiler) | 4000000 | 99% |  | 12000 | 24000 | 12000 | 300 | 0
10595513 | ECOSENSE | 43V30-60RE6 * | Storage | 60000 |  | 71% | 0 | 0 | 0 | 0 | 150
10595514 | ECOSENSE | 43V30-60RE12 * | Storage | 60000 |  | 71% | 0 | 0 | 0 | 0 | 150
5609875 | ECOSENSE | ECORHE40S | Storage | 40000 |  | 83% | 0 | 0 | 0 | 0 | 200
5609877 | ECOSENSE | ECORHE50 | Storage | 40000 |  | 80% | 0 | 0 | 0 | 0 | 200
10525898 | ECOSMART | ESGH-84-DVLN-1 | Tankless, On-Demand | 157000 |  | 93% | 375 | 750 | 375 | 300 | 100
202067532 | ECOSMART | ESGH-84-DVLN-2 | Tankless, On-Demand | 157000 |  | 93% | 375 | 750 | 375 | 300 | 100
10525906 | ECOSMART | ESGH-84-XLN-1 | Tankless, On-Demand | 157000 |  | 93% | 375 | 750 | 375 | 300 | 100
10525896 | ECOSMART | ESGH-90-DVLN-1 | Tankless, On-Demand | 180000 |  | 93% | 375 | 750 | 375 | 300 | 100
202067556 | ECOSMART | ESGH-90-DVLN-2 | Tankless, On-Demand | 180000 |  | 93% | 375 | 750 | 375 | 300 | 100
10525904 | ECOSMART | ESGH-90-XLN-1 | Tankless, On-Demand | 180000 |  | 93% | 375 | 750 | 375 | 300 | 100
10525850 | ECOSMART | ESGH-95-DVLN-1 | Tankless, On-Demand | 199900 |  | 93% | 375 | 750 | 375 | 300 | 100
202068320 | ECOSMART | ESGH-95-DVLN-2 | Tankless, On-Demand | 199900 |  | 93% | 375 | 750 | 375 | 300 | 100
10525902 | ECOSMART | ESGH-95-XLN-1 | Tankless, On-Demand | 199900 |  | 93% | 375 | 750 | 375 | 300 | 100
201796162 | ENERPRO BOILERS | EPAW1050 | Volume WH (Domestic Hot Water Boiler) | 1050000 | 96% |  | 3150 | 6300 | 3150 | 300 | 0
201796163 | ENERPRO BOILERS | EPAW1600 | Volume WH (Domestic Hot Water Boiler) | 1600000 | 96% |  | 4800 | 9600 | 4800 | 300 | 0
201796164 | ENERPRO BOILERS | EPAW2080 | Volume WH (Domestic Hot Water Boiler) | 2080000 | 96% |  | 6240 | 12480 | 6240 | 300 | 0
207475559 | Envirosense | ENV-40N 1** | Storage | 50000 |  | 90% | 0 | 0 | 0 | 0 | 200
207475562 | Envirosense | ENV-50N 1** | Storage | 65000 |  | 90% | 0 | 0 | 0 | 0 | 200
207475560 | Envirosense Enercare | ENV-40N-ENER 1** | Storage | 50000 |  | 90% | 0 | 0 | 0 | 0 | 200
207475563 | Envirosense Enercare | ENV-50N-ENER 1** | Storage | 65000 |  | 90% | 0 | 0 | 0 | 0 | 200
207475561 | Envirosense Reliance Home Comfort | ENV-40N-RHC 1** | Storage | 50000 |  | 90% | 0 | 0 | 0 | 0 | 200
207475564 | Envirosense Reliance Home Comfort | ENV-50N-RHC 1** | Storage | 65000 |  | 90% | 0 | 0 | 0 | 0 | 200
| ERGOMAX | E109 | Indirect | None |  |  | 375 | 750 | 375 | 300 | 300
| ERGOMAX | E44 | Indirect | None |  |  | 375 | 750 | 375 | 300 | 300
| ERGOMAX | E45 | Indirect | None |  |  | 375 | 750 | 375 | 300 | 300
| ERGOMAX | E65 | Indirect | None |  |  | 375 | 750 | 375 | 300 | 300
7057677 | GIANT | UGC55S-130 | Storage | 130000 | 94% |  | 390 | 780 | 390 | 0 | 200
7057814 | GIANT | UGC80S-130 | Storage | 130000 | 95% |  | 390 | 780 | 390 | 0 | 200
7057809 | GIANT | UGC120S-130 | Storage | 130000 | 96% |  | 390 | 780 | 390 | 0 | 200
7057678 | GIANT | UGC55S-160 | Storage | 160000 | 95% |  | 480 | 960 | 480 | 0 | 200
7057680 | GIANT | UGC120S-160 | Storage | 160000 | 96% |  | 480 | 960 | 480 | 0 | 200
7057679 | GIANT | UGC80S-160 | Storage | 160000 | 96% |  | 480 | 960 | 480 | 0 | 200
6500961 | GIANT | UGTC-199 | Tankless, On-Demand | 199000 |  | 91% | 375 | 750 | 375 | 300 | 100
7057815 | GIANT | UGC55S-199 | Storage | 199000 | 95% |  | 597 | 1194 | 597 | 0 | 200
7057816 | GIANT | UGC80S-199 | Storage | 199000 | 95% |  | 597 | 1194 | 597 | 0 | 200
7057807 | GIANT | UGC120S-199 | Storage | 199000 | 96% |  | 597 | 1194 | 597 | 0 | 200
206597533 | Giant | UGC55S-100 | Storage | 100000 |  | 89% | 300 | 600 | 300 | 300 | 200
206597534 | Giant | UGC80S-100 | Storage | 100000 |  | 93% | 300 | 600 | 300 | 300 | 200
8153835 | GIANT | UG40-38TFPDV1-N2U-US | Storage | 38000 |  | 70% | 0 | 0 | 0 | 0 | 150
8153836 | GIANT | UG40-38TFPDV1-N2U | Storage | 38000 |  | 70% | 0 | 0 | 0 | 0 | 150
207094235 | GSW WATER HEATERS | GSWT-540H-N 1** | Tankless, On-Demand | 199000 |  | 93% | 375 | 750 | 375 | 300 | 100
207094237 | GSW WATER HEATERS | GSWT-540P-N 1** | Tankless, On-Demand | 199000 |  | 93% | 375 | 750 | 375 | 300 | 100
205233587 | GSW WATER HEATERS | GSWT-160X3P-100 | Tankless, On-Demand | 160000 |  | 93% | 375 | 750 | 375 | 300 | 100
205233585 | GSW WATER HEATERS | GSWT-180X3P-100 | Tankless, On-Demand | 180000 |  | 93% | 375 | 750 | 375 | 300 | 100
205233583 | GSW WATER HEATERS | GSWT-199X3P-100 | Tankless, On-Demand | 199000 |  | 93% | 375 | 750 | 375 | 300 | 100
206340214 | GSW WATER HEATERS | 6G5076NVC 1** | Storage | 76000 |  | 88% | 228 | 456 | 228 | 300 | 150
206340218 | GSW WATER HEATERS | 6G50100*PDVH 3** | Storage | 100000 |  | 88% | 300 | 600 | 300 | 300 | 150
206340222 | GSW WATER HEATERS | 6G75100*PDVH0* 3** | Storage | 100000 |  | 86% | 300 | 600 | 300 | 300 | 200
207616291 | GSW WATER HEATERS | G650S45N-PDV-ES2 3** | Storage | 45000 |  | 72% | 0 | 0 | 0 | 0 | 200
207616293 | GSW WATER HEATERS | G850S45N-PDV-ES2 3** | Storage | 45000 |  | 72% | 0 | 0 | 0 | 0 | 200
207616315 | GSW WATER HEATERS | G650S40N-PV-ES2 2** | Storage | 40000 |  | 72% | 0 | 0 | 0 | 0 | 200
207616317 | GSW WATER HEATERS | G850S40N-PV-ES2 2** | Storage | 40000 |  | 72% | 0 | 0 | 0 | 0 | 200
207616320 | GSW WATER HEATERS | G640T50N-PV-ES2 2** | Storage | 50000 |  | 70% | 0 | 0 | 0 | 0 | 150
207616324 | GSW WATER HEATERS | G650T50N-PV-ES2 2** | Storage | 50000 |  | 72% | 0 | 0 | 0 | 0 | 200
207616301 | GSW WATER HEATERS | G650S58N-PDV-ES2 3** | Storage | 62000 |  | 73% | 0 | 0 | 0 | 0 | 200
207616303 | GSW WATER HEATERS | G850S58N-PDV-ES2 3** | Storage | 62000 |  | 73% | 0 | 0 | 0 | 0 | 200
207616332 | GSW WATER HEATERS | G650S62N-PV-ES2 2** | Storage | 62000 |  | 73% | 0 | 0 | 0 | 0 | 200
207616334 | GSW WATER HEATERS | G850S62N-PV-ES2 2** | Storage | 62000 |  | 73% | 0 | 0 | 0 | 0 | 200
208105981 | GSW WATER HEATERS | 6G5076NVC02 1** | Storage | 76000 |  | 88% | 0 | 0 | 0 | 0 | 200
207094243 | GSW WATER HEATERS | GSWT-240H-N 1** | Tankless, On-Demand | 160000 |  | 94% | 375 | 750 | 375 | 300 | 100
207094248 | GSW WATER HEATERS | GSWT-340H-N 1** | Tankless, On-Demand | 180000 |  | 95% | 375 | 750 | 375 | 300 | 100
213881170 | GSW WATER HEATERS | GTHR-199M 1** | Tankless, On-Demand | 199000 |  | 95% | 375 | 750 | 375 | 300 | 100
213881171 | GSW WATER HEATERS | GTHR-199X3 1** | Tankless, On-Demand | 199000 |  | 95% | 375 | 750 | 375 | 300 | 100
213881210 | GSW WATER HEATERS | GTHR-180M 1** | Tankless, On-Demand | 180000 |  | 95% | 375 | 750 | 375 | 300 | 100
213881211 | GSW WATER HEATERS | GTHR-180X3 1** | Tankless, On-Demand | 180000 |  | 95% | 375 | 750 | 375 | 300 | 100
213881226 | GSW WATER HEATERS | GTHR-160M 1** | Tankless, On-Demand | 160000 |  | 95% | 375 | 750 | 375 | 300 | 100
213881227 | GSW WATER HEATERS | GTHR-160X3 1** | Tankless, On-Demand | 160000 |  | 95% | 375 | 750 | 375 | 300 | 100
206335363 | HAMILTON ENGINEERING | HXD 01000 A | Volume WH (Domestic Hot Water Boiler) | 1000000 | 96% |  | 3000 | 6000 | 3000 | 300 | 0
206335364 | HAMILTON ENGINEERING | HXD 01250 A | Volume WH (Domestic Hot Water Boiler) | 1250000 | 96% |  | 3750 | 7500 | 3750 | 300 | 0
206335365 | HAMILTON ENGINEERING | HXD 01500 A | Volume WH (Domestic Hot Water Boiler) | 1500000 | 95% |  | 4500 | 9000 | 4500 | 300 | 0
206335366 | HAMILTON ENGINEERING | HXD 01750 A | Volume WH (Domestic Hot Water Boiler) | 1750000 | 95% |  | 5250 | 10500 | 5250 | 300 | 0
206335367 | HAMILTON ENGINEERING | HXD 02000 A | Volume WH (Domestic Hot Water Boiler) | 2000000 | 94% |  | 6000 | 12000 | 6000 | 300 | 0
206335368 | HAMILTON ENGINEERING | HXD 00500 A | Volume WH (Domestic Hot Water Boiler) | 500000 | 98% |  | 1500 | 3000 | 1500 | 300 | 0
206335369 | HAMILTON ENGINEERING | HXD 00750 A | Volume WH (Domestic Hot Water Boiler) | 750000 | 96% |  | 2250 | 4500 | 2250 | 300 | 0
207348785 | HAMILTON ENGINEERING | HTD 01250 A | Volume WH (Domestic Hot Water Boiler) | 1250000 | 97% |  | 3750 | 7500 | 3750 | 300 | 0
207348786 | HAMILTON ENGINEERING | HTD 01250 AX | Volume WH (Domestic Hot Water Boiler) | 1250000 | 97% |  | 3750 | 7500 | 3750 | 300 | 0
207348787 | HAMILTON ENGINEERING | HTD 01500 A | Volume WH (Domestic Hot Water Boiler) | 1500000 | 97% |  | 4500 | 9000 | 4500 | 300 | 0
207348788 | HAMILTON ENGINEERING | HTD 01500 AX | Volume WH (Domestic Hot Water Boiler) | 1500000 | 97% |  | 4500 | 9000 | 4500 | 300 | 0
207348789 | HAMILTON ENGINEERING | HTD 02000 A | Volume WH (Domestic Hot Water Boiler) | 1999000 | 97% |  | 5997 | 11994 | 5997 | 300 | 0
207348790 | HAMILTON ENGINEERING | HTD 02000 AX | Volume WH (Domestic Hot Water Boiler) | 1999000 | 97% |  | 5997 | 11994 | 5997 | 300 | 0
207348791 | HAMILTON ENGINEERING | HTD 02500 A | Volume WH (Domestic Hot Water Boiler) | 2500000 | 97% |  | 7500 | 15000 | 7500 | 300 | 0
207348792 | HAMILTON ENGINEERING | HTD 02500 AX | Volume WH (Domestic Hot Water Boiler) | 2500000 | 97% |  | 7500 | 15000 | 7500 | 300 | 0
207348793 | HAMILTON ENGINEERING | HTD 03000 A | Volume WH (Domestic Hot Water Boiler) | 3000000 | 98% |  | 9000 | 18000 | 9000 | 300 | 0
207348794 | HAMILTON ENGINEERING | HTD 03000 AX | Volume WH (Domestic Hot Water Boiler) | 3000000 | 98% |  | 9000 | 18000 | 9000 | 300 | 0
207348795 | HAMILTON ENGINEERING | HTD 04000 A | Volume WH (Domestic Hot Water Boiler) | 4000000 | 98% |  | 12000 | 24000 | 12000 | 300 | 0
207348796 | HAMILTON ENGINEERING | HTD 04000 AX | Volume WH (Domestic Hot Water Boiler) | 4000000 | 98% |  | 12000 | 24000 | 12000 | 300 | 0
| Heat-Flo | HF115 | Indirect | 140890 |  |  | 375 | 750 | 375 | 300 | 300
| Heat-Flo | HF115HO | Indirect | 232135 |  |  | 375 | 750 | 375 | 300 | 300
| Heat-Flo | HF115HOC | Indirect | 239530 |  |  | 375 | 750 | 375 | 300 | 300
| Heat-Flo | HF115XHO | Indirect | 428000 |  |  | 375 | 750 | 375 | 300 | 300
| Heat-Flo | HF30 | Indirect | 111560 |  |  | 375 | 750 | 375 | 300 | 300
| Heat-Flo | HF40 | Indirect | 117870 |  |  | 375 | 750 | 375 | 300 | 300
| Heat-Flo | HF40L | Indirect | 112200 |  |  | 375 | 750 | 375 | 300 | 300
| Heat-Flo | HF40R | Indirect | 117870 |  |  | 375 | 750 | 375 | 300 | 300
| Heat-Flo | HF50 | Indirect | 113290 |  |  | 375 | 750 | 375 | 300 | 300
| Heat-Flo | HF60 | Indirect | 132340 |  |  | 375 | 750 | 375 | 300 | 300
| Heat-Flo | HF60HO | Indirect | 220880 |  |  | 375 | 750 | 375 | 300 | 300
| Heat-Flo | HF60L | Indirect | 117785 |  |  | 375 | 750 | 375 | 300 | 300
| Heat-Flo | HF80 | Indirect | 126980 |  |  | 375 | 750 | 375 | 300 | 300
| Heat-Flo | HF80HO | Indirect | 220440 |  |  | 375 | 750 | 375 | 300 | 300
| Heat-Flo | HF80HOC | Indirect | 235510 |  |  | 375 | 750 | 375 | 300 | 300
| Heat-Flo | HF85XHO | Indirect | 428000 |  |  | 375 | 750 | 375 | 300 | 300
| HTP | EL-110VWH | Volume WH (Domestic Hot Water Boiler) | 110000 | 96% |  | 330 | 660 | 330 | 300 | 0
| HTP | EL-150VWH | Volume WH (Domestic Hot Water Boiler) | 150000 | 96% |  | 450 | 900 | 450 | 300 | 0
| HTP | EL-220VWH | Volume WH (Domestic Hot Water Boiler) | 220000 | 95% |  | 660 | 1320 | 660 | 300 | 0
| HTP | EL-80VWH | Volume WH (Domestic Hot Water Boiler) | 80000 | 96% |  | 240 | 480 | 240 | 300 | 0
| HTP | EP-220**VWH | Volume WH (Domestic Hot Water Boiler) | 220000 | 95% |  | 660 | 1320 | 660 | 300 | 0
| HTP | EP-299**VWH | Volume WH (Domestic Hot Water Boiler) | 299000 | 96% |  | 897 | 1794 | 897 | 300 | 0
| HTP | SSC-119 | Indirect | None |  |  | 375 | 750 | 375 | 300 | 300
| HTP | SSC-35 | Indirect | None |  |  | 375 | 750 | 375 | 300 | 300
| HTP | SSC-50 | Indirect | None |  |  | 375 | 750 | 375 | 300 | 300
| HTP | SSC-80 | Indirect | None |  |  | 375 | 750 | 375 | 300 | 300
| HTP | SSP-40 | Indirect | None |  |  | 375 | 750 | 375 | 300 | 300
| HTP | SSP-50 | Indirect | None |  |  | 375 | 750 | 375 | 300 | 300
| HTP | SSP-60 | Indirect | None |  |  | 375 | 750 | 375 | 300 | 300
| HTP | SSP-80 | Indirect | None |  |  | 375 | 750 | 375 | 300 | 300
| HTP | SSP-100 | Indirect | None |  |  | 375 | 750 | 375 | 300 | 300
| HTP | SSU-119CB | Indirect | None |  |  | 375 | 750 | 375 | 300 | 300
| HTP | SSU-119DP | Indirect | None |  |  | 375 | 750 | 375 | 300 | 300
| HTP | SSU-119SB | Indirect | None |  |  | 375 | 750 | 375 | 300 | 300
| HTP | SSU-119SE | Indirect | None |  |  | 375 | 750 | 375 | 300 | 300
| HTP | SSU-119WC | Indirect | None |  |  | 375 | 750 | 375 | 300 | 300
| HTP | SSU-30LB | Indirect | None |  |  | 375 | 750 | 375 | 300 | 300
| HTP | SSU-30WC | Indirect | None |  |  | 375 | 750 | 375 | 300 | 300
| HTP | SSU-45LC | Indirect | None |  |  | 375 | 750 | 375 | 300 | 300
| HTP | SSU-45WC | Indirect | None |  |  | 375 | 750 | 375 | 300 | 300
| HTP | SSU-60CB | Indirect | None |  |  | 375 | 750 | 375 | 300 | 300
| HTP | SSU-60DP | Indirect | None |  |  | 375 | 750 | 375 | 300 | 300
| HTP | SSU-60WC | Indirect | None |  |  | 375 | 750 | 375 | 300 | 300
| HTP | SSU-80CB | Indirect | None |  |  | 375 | 750 | 375 | 300 | 300
| HTP | SSU-80DP | Indirect | None |  |  | 375 | 750 | 375 | 300 | 300
| HTP | SSU-80SB | Indirect | None |  |  | 375 | 750 | 375 | 300 | 300
| HTP | SSU-80SE | Indirect | None |  |  | 375 | 750 | 375 | 300 | 300
| HTP | SSU-80WC | Indirect | None |  |  | 375 | 750 | 375 | 300 | 300
| HTP | SSC-20TC | Indirect | None |  |  | 375 | 750 | 375 | 300 | 300
| HTP | SSC-32TC | Indirect | None |  |  | 375 | 750 | 375 | 300 | 300
| HTP | SSC-40TC | Indirect | None |  |  | 375 | 750 | 375 | 300 | 300
| HTP | SSC-50TC | Indirect | None |  |  | 375 | 750 | 375 | 300 | 300
| HTP | SSU-20N | Indirect | None |  |  | 375 | 750 | 375 | 300 | 300
| HTP | SSU-30N | Indirect | None |  |  | 375 | 750 | 375 | 300 | 300
| HTP | SSU-30LBN | Indirect | None |  |  | 375 | 750 | 375 | 300 | 300
| HTP | SSU-45N | Indirect | None |  |  | 375 | 750 | 375 | 300 | 300
| HTP | SSU-60N | Indirect | None |  |  | 375 | 750 | 375 | 300 | 300
| HTP | SSU-80N | Indirect | None |  |  | 375 | 750 | 375 | 300 | 300
| HTP | SSU-119N | Indirect | None |  |  | 375 | 750 | 375 | 300 | 300
| HTP | SSU-60CN | Indirect | None |  |  | 375 | 750 | 375 | 300 | 300
| HTP | SSU-80CN | Indirect | None |  |  | 375 | 750 | 375 | 300 | 300
| HTP | SSU-119CN | Indirect | None |  |  | 375 | 750 | 375 | 300 | 300
| HTP | MSSU-30N | Indirect | None |  |  | 375 | 750 | 375 | 300 | 300
| HTP | MSSU-45N | Indirect | None |  |  | 375 | 750 | 375 | 300 | 300
| HTP | MSSU-60N | Indirect | None |  |  | 375 | 750 | 375 | 300 | 300
| HTP | MSSU-80N | Indirect | None |  |  | 375 | 750 | 375 | 300 | 300
| HTP | MSSU-119N | Indirect | None |  |  | 375 | 750 | 375 | 300 | 300
10341461 | HTP | CGH-199* | Tankless, On-Demand | 199000 |  | 92% | 375 | 750 | 375 | 300 | 100
7057021 | HTP | EL-301VWH | Volume WH (Domestic Hot Water Boiler) | 301000 | 95% |  | 903 | 1806 | 903 | 300 | 0
7057022 | HTP | EL-399VWH | Volume WH (Domestic Hot Water Boiler) | 399000 | 95% |  | 1197 | 2394 | 1197 | 300 | 0
205013496 | HTP | ELX-1000FVWH | Volume WH (Domestic Hot Water Boiler) | 1000000 | 98% |  | 3000 | 6000 | 3000 | 300 | 0
205013497 | HTP | ELX-1500FVWH | Volume WH (Domestic Hot Water Boiler) | 1500000 | 98% |  | 4500 | 9000 | 4500 | 300 | 0
204793313 | HTP | ELX-2000FVWH | Volume WH (Domestic Hot Water Boiler) | 2000000 | 98% |  | 6000 | 12000 | 6000 | 300 | 0
204793310 | HTP | ELX-400FVWH | Volume WH (Domestic Hot Water Boiler) | 399000 | 98% |  | 1197 | 2394 | 1197 | 300 | 0
204793311 | HTP | ELX-500FVWH | Volume WH (Domestic Hot Water Boiler) | 500000 | 98% |  | 1500 | 3000 | 1500 | 300 | 0
204793312 | HTP | ELX-650FVWH | Volume WH (Domestic Hot Water Boiler) | 650000 | 98% |  | 1950 | 3900 | 1950 | 300 | 0
205013495 | HTP | ELX-800FVWH | Volume WH (Domestic Hot Water Boiler) | 800000 | 98% |  | 2400 | 4800 | 2400 | 300 | 0
10347194 | HTP | EP-301**VWH | Volume WH (Domestic Hot Water Boiler) | 301000 | 95% |  | 903 | 1806 | 903 | 300 | 0
10347195 | HTP | EP-399**VWH | Volume WH (Domestic Hot Water Boiler) | 399000 | 98% |  | 1197 | 2394 | 1197 | 300 | 0
7057019 | HTP | MODCON1000VWH | Volume WH (Domestic Hot Water Boiler) | 1000000 | 97% |  | 3000 | 6000 | 3000 | 300 | 0
7057020 | HTP | MODCON1700VWH | Volume WH (Domestic Hot Water Boiler) | 1700000 | 98% |  | 5100 | 10200 | 5100 | 300 | 0
7057017 | HTP | MODCON500VWH | Volume WH (Domestic Hot Water Boiler) | 500000 | 98% |  | 1500 | 3000 | 1500 | 300 | 0
9990558 | HTP | MODCON700VWH | Volume WH (Domestic Hot Water Boiler) | 700000 | 98% |  | 2100 | 4200 | 2100 | 300 | 0
7057018 | HTP | MODCON850VWH | Volume WH (Domestic Hot Water Boiler) | 850000 | 97% |  | 2550 | 5100 | 2550 | 300 | 0
10324028 | HTP | PH76-50**** | Storage | 76000 |  | 90% | 228 | 456 | 228 | 300 | 150
10324085 | HTP | PH76-60**** | Storage | 76000 |  | 88% | 228 | 456 | 228 | 300 | 200
10324101 | HTP | PH76-80**** | Storage | 76000 |  | 87% | 228 | 456 | 228 | 300 | 200
10324150 | HTP | PH100-55**** | Storage | 100000 |  | 89% | 300 | 600 | 300 | 300 | 200
10324152 | HTP | PH100-80**** | Storage | 100000 |  | 93% | 300 | 600 | 300 | 300 | 200
10324154 | HTP | PH100-119**** | Storage | 100000 |  | 90% | 300 | 600 | 300 | 0 | 200
7056800 | HTP | PH100-55 | Storage | 100000 | 95% |  | 300 | 600 | 300 | 300 | 200
7056799 | HTP | PH100-80 | Storage | 100000 | 96% |  | 300 | 600 | 300 | 300 | 200
7056798 | HTP | PH100-119 | Storage | 100000 | 96% |  | 300 | 600 | 300 | 0 | 200
7056876 | HTP | PH130-119 | Storage | 130000 | 96% |  | 390 | 780 | 390 | 0 | 200
7056786 | HTP | PH130-55 | Storage | 130000 | 94% |  | 390 | 780 | 390 | 0 | 200
7056797 | HTP | PH130-80 | Storage | 130000 | 95% |  | 390 | 780 | 390 | 0 | 200
7056805 | HTP | PH160-119 | Storage | 160000 | 96% |  | 480 | 960 | 480 | 0 | 200
7056803 | HTP | PH160-55 | Storage | 160000 | 95% |  | 480 | 960 | 480 | 0 | 200
7056804 | HTP | PH160-80 | Storage | 160000 | 96% |  | 480 | 960 | 480 | 0 | 200
7057257 | HTP | PH199-119 | Storage | 199000 | 96% |  | 597 | 1194 | 597 | 0 | 200
7056796 | HTP | PH199-55 | Storage | 199000 | 95% |  | 597 | 1194 | 597 | 0 | 200
7056795 | HTP | PH199-80 | Storage | 199000 | 95% |  | 597 | 1194 | 597 | 0 | 200
7056742 | HTP | PHE130-119 | Storage | 130000 | 96% |  | 390 | 780 | 390 | 0 | 200
7056738 | HTP | PHE130-55 | Storage | 130000 | 94% |  | 390 | 780 | 390 | 0 | 200
7056740 | HTP | PHE130-80 | Storage | 130000 | 95% |  | 390 | 780 | 390 | 0 | 200
7056743 | HTP | PHE199-119 | Storage | 199000 | 96% |  | 597 | 1194 | 597 | 0 | 200
7056739 | HTP | PHE199-55 | Storage | 199000 | 95% |  | 597 | 1194 | 597 | 0 | 200
7056741 | HTP | PHE199-80 | Storage | 199000 | 95% |  | 597 | 1194 | 597 | 0 | 200
7786582 | HTP | PHM130-100 | Storage | 130000 | 96% |  | 390 | 780 | 390 | 0 | 200
7786581 | HTP | PHM130-80 | Storage | 130000 | 96% |  | 390 | 780 | 390 | 0 | 200
7786580 | HTP | PHM199-100 | Storage | 199000 | 95% |  | 597 | 1194 | 597 | 0 | 200
7786578 | HTP | PHM199-80 | Storage | 199000 | 96% |  | 597 | 1194 | 597 | 0 | 200
7056956 | HTP | PHP199-119* | Storage | 199000 | 95% |  | 597 | 1194 | 597 | 0 | 200
7607475 | HTP | PHP199-119D | Storage | 199000 | 95% |  | 597 | 1194 | 597 | 0 | 200
7056957 | HTP | PHP260-119* | Storage | 260000 | 94% |  | 780 | 1560 | 780 | 0 | 200
7056958 | HTP | PHP320-119* | Storage | 320000 | 94% |  | 960 | 1920 | 960 | 0 | 200
7056959 | HTP | PHP399-119* | Storage | 399000 | 95% |  | 1197 | 2394 | 1197 | 0 | 200
7057106 | HTP | PHR100-55* | Storage | 100000 | 95% |  | 300 | 600 | 300 | 300 | 200
7057107 | HTP | PHR130-55* | Storage | 130000 | 94% |  | 390 | 780 | 390 | 0 | 200
7057108 | HTP | PHR160-55* | Storage | 160000 | 95% |  | 480 | 960 | 480 | 0 | 200
7057109 | HTP | PHR199-55* | Storage | 199000 | 95% |  | 597 | 1194 | 597 | 0 | 200
9138602 | HTP | RGH-76F | Storage | 76000 | 96% |  | 228 | 456 | 228 | 300 | 200
10347166 | HTP | RGH-150* | Tankless, On-Demand | 150000 |  | 94% | 375 | 750 | 375 | 300 | 100
10347167 | HTP | RGH-199* | Tankless, On-Demand | 199000 |  | 92% | 375 | 750 | 375 | 300 | 100
10102537 | HTP | RT-150 | Tankless, On-Demand | 150000 |  | 93% | 375 | 750 | 375 | 300 | 100
7075069 | HTP | RT-199 | Tankless, On-Demand | 199000 |  | 96% | 375 | 750 | 375 | 300 | 100
8561760 | HTP | RTC-199 | Tankless, On-Demand | 199000 |  | 93% | 375 | 750 | 375 | 300 | 100
8579054 | HTP | RTCO-199 | Tankless, On-Demand | 199000 |  | 93% | 375 | 750 | 375 | 300 | 100
10147094 | HTP | RTO-150 | Tankless, On-Demand | 150000 |  | 93% | 375 | 750 | 375 | 300 | 100
8581441 | HTP | RTO-199 | Tankless, On-Demand | 199000 |  | 96% | 375 | 750 | 375 | 300 | 100
10021153 | HTP | RTP-180 | Tankless, On-Demand | 180000 |  | 94% | 375 | 750 | 375 | 300 | 100
10201256 | HTP | RGH20-75F | Storage | 75000 |  | 88% | 225 | 450 | 225 | 300 | 200
10324702 | HTP | RGH20-76F | Storage | 76000 |  | 89% | 228 | 456 | 228 | 300 | 200
| HTP | RGH-100F | Volume WH (Domestic Hot Water Boiler) | 100000 | 95% |  | 300 | 600 | 300 | 300 | 0
| HUBBELL | NX200 | Volume WH (Domestic Hot Water Boiler) | 199000 | 96% |  | 597 | 1194 | 597 | 300 | 0
| HUBBELL | NX300 | Volume WH (Domestic Hot Water Boiler) | 275000 | 96% |  | 825 | 1650 | 825 | 300 | 0
| HUBBELL | NX400 | Volume WH (Domestic Hot Water Boiler) | 399000 | 96% |  | 1197 | 2394 | 1197 | 300 | 0
| HUBBELL | NX500 | Volume WH (Domestic Hot Water Boiler) | 500000 | 96% |  | 1500 | 3000 | 1500 | 300 | 0
| HUBBELL | NX600 | Volume WH (Domestic Hot Water Boiler) | 600000 | 96% |  | 1800 | 3600 | 1800 | 300 | 0
| HUBBELL | NX700 | Volume WH (Domestic Hot Water Boiler) | 700000 | 96% |  | 2100 | 4200 | 2100 | 300 | 0
| HUBBELL | NX800 | Volume WH (Domestic Hot Water Boiler) | 800000 | 96% |  | 2400 | 4800 | 2400 | 300 | 0
| HUBBELL | NXT200-A-40SL | Volume WH (Domestic Hot Water Boiler) | 199000 | 96% |  | 597 | 1194 | 597 | 300 | 0
| HUBBELL | NXT200-A-65SL | Storage | 199000 | 96% |  | 597 | 1194 | 597 | 0 | 200
| HUBBELL | NXT200-A-80SL | Storage | 199000 | 96% |  | 597 | 1194 | 597 | 0 | 200
| HUBBELL | NXT200-A-100SL | Storage | 199000 | 96% |  | 597 | 1194 | 597 | 0 | 200
| HUBBELL | NXT200-A-120SL | Storage | 199000 | 96% |  | 597 | 1194 | 597 | 0 | 200
| HUBBELL | NXT200-A-150SL | Storage | 199000 | 96% |  | 597 | 1194 | 597 | 0 | 200
| HUBBELL | NXT300-A-65SL | Volume WH (Domestic Hot Water Boiler) | 275000 | 96% |  | 825 | 1650 | 825 | 300 | 0
| HUBBELL | NXT300-A-80SL | Storage | 275000 | 96% |  | 825 | 1650 | 825 | 0 | 200
| HUBBELL | NXT300-A-100SL | Storage | 275000 | 96% |  | 825 | 1650 | 825 | 0 | 200
| HUBBELL | NXT300-A-120SL | Storage | 275000 | 96% |  | 825 | 1650 | 825 | 0 | 200
| HUBBELL | NXT300-A-150SL | Storage | 275000 | 96% |  | 825 | 1650 | 825 | 0 | 200
| HUBBELL | NXT400-A-80SL | Volume WH (Domestic Hot Water Boiler) | 399000 | 96% |  | 1197 | 2394 | 1197 | 300 | 0
| HUBBELL | NXT400-A-100SL | Storage | 399000 | 96% |  | 1197 | 2394 | 1197 | 0 | 200
| HUBBELL | NXT400-A-120SL | Storage | 399000 | 96% |  | 1197 | 2394 | 1197 | 0 | 200
| HUBBELL | NXT400-A-150SL | Storage | 399000 | 96% |  | 1197 | 2394 | 1197 | 0 | 200
207708914 | Hudson Water Heaters | GPV40TLN** NAT HWH | Storage | 40000 |  | 70% | 0 | 0 | 0 | 0 | 150
207708916 | Hudson Water Heaters | GPV50TLN** NAT HWH | Storage | 40000 |  | 70% | 0 | 0 | 0 | 0 | 150
| IBC | BTI30 | Indirect | None |  |  | 375 | 750 | 375 | 300 | 300
| IBC | BTI119 MAX | Indirect | None |  |  | 375 | 750 | 375 | 300 | 300
| IBC | BTI80 MAX | Indirect | None |  |  | 375 | 750 | 375 | 300 | 300
| IBC | 85XHO | Indirect | None |  |  | 375 | 750 | 375 | 300 | 300
| IBC | 115XHO | Indirect | None |  |  | 375 | 750 | 375 | 300 | 300
| IBC | BTI40 | Indirect | None |  |  | 375 | 750 | 375 | 300 | 300
| IBC | BTI55 | Indirect | None |  |  | 375 | 750 | 375 | 300 | 300
| IBC | BTI65 | Indirect | None |  |  | 375 | 750 | 375 | 300 | 300
| IBC | BTI80 | Indirect | None |  |  | 375 | 750 | 375 | 300 | 300
| IBC | IBC115 | Indirect | None |  |  | 375 | 750 | 375 | 300 | 300
| IBC | IBC115-HO | Indirect | None |  |  | 375 | 750 | 375 | 300 | 300
| IBC | IBC115-HOC | Indirect | None |  |  | 375 | 750 | 375 | 300 | 300
| IBC | IBC115-XHOC | Indirect | None |  |  | 375 | 750 | 375 | 300 | 300
| IBC | IBC30 | Indirect | None |  |  | 375 | 750 | 375 | 300 | 300
| IBC | IBC40 | Indirect | None |  |  | 375 | 750 | 375 | 300 | 300
| IBC | IBC40L | Indirect | None |  |  | 375 | 750 | 375 | 300 | 300
| IBC | IBC50 | Indirect | None |  |  | 375 | 750 | 375 | 300 | 300
| IBC | IBC60 | Indirect | None |  |  | 375 | 750 | 375 | 300 | 300
| IBC | IBC60L | Indirect | None |  |  | 375 | 750 | 375 | 300 | 300
| IBC | IBC80 | Indirect | None |  |  | 375 | 750 | 375 | 300 | 300
| IBC | IBC80-HO | Indirect | None |  |  | 375 | 750 | 375 | 300 | 300
| IBC | IBC80-HOC | Indirect | None |  |  | 375 | 750 | 375 | 300 | 300
| IBC | IBC85-XHOC | Indirect | None |  |  | 375 | 750 | 375 | 300 | 300
| IBC | IFIRE 300 | Volume WH (Domestic Hot Water Boiler) |  | 96.5% |  | 900 | 1800 | 900 | 300 | 0
| IBC | IFIRE 400 | Volume WH (Domestic Hot Water Boiler) |  | 96% |  | 1197 | 2394 | 1197 | 300 | 0
| IBC | IFIRE 500 | Volume WH (Domestic Hot Water Boiler) |  | 96% |  | 1500 | 3000 | 1500 | 300 | 0
| IBC | IFIRE 650 | Volume WH (Domestic Hot Water Boiler) |  | 96% |  | 1950 | 3900 | 1950 | 300 | 0
| IBC | IFIRE 800 | Volume WH (Domestic Hot Water Boiler) |  | 96% |  | 2400 | 4800 | 2400 | 300 | 0
| IBC | IFIRE 1000 | Volume WH (Domestic Hot Water Boiler) |  | 96% |  | 3000 | 6000 | 3000 | 300 | 0
| IBC | SFT 199-1 | Tankless, On-Demand | 199000 |  | 90% | 375 | 750 | 375 | 300 | 100
212847812 | IDEAL USA | MONARCH 30 | Indirect | None |  |  | 375 | 750 | 375 | 300 | 300
212847814 | IDEAL USA | MONARCH 40 | Indirect | None |  |  | 375 | 750 | 375 | 300 | 300
212847815 | IDEAL USA | MONARCH 50 | Indirect | None |  |  | 375 | 750 | 375 | 300 | 300
212847816 | IDEAL USA | MONARCH 60 | Indirect | None |  |  | 375 | 750 | 375 | 300 | 300
212847817 | IDEAL USA | MONARCH 80 | Indirect | None |  |  | 375 | 750 | 375 | 300 | 300
212847819 | IDEAL USA | MONARCH 100 | Indirect | None |  |  | 375 | 750 | 375 | 300 | 300
213927975 | IDEAL USA | MONARCH 120 | Indirect | None |  |  | 375 | 750 | 375 | 300 | 300
| Intellihot | IN199 | Tankless, On-Demand | 199950 | 98% |  | 375 | 750 | 375 | 300 | 100
204138621 | Intellihot | IQ1001 | Volume WH (Domestic Hot Water Boiler) | 1001000 | 94% |  | 3003 | 6006 | 3003 | 300 | 0
204138648 | Intellihot | IQ251 | Volume WH (Domestic Hot Water Boiler) | 251000 | 96% |  | 753 | 1506 | 753 | 300 | 0
204138647 | Intellihot | IQ1501 | Volume WH (Domestic Hot Water Boiler) | 1501000 | 96% |  | 4503 | 9006 | 4503 | 300 | 0
205983224 | Intellihot | IN501 | Volume WH (Domestic Hot Water Boiler) | 499900 | 96% |  | 1499.7 | 2999.4 | 1499.7 | 300 | 0
206908570 | Intellihot | IN401 | Volume WH (Domestic Hot Water Boiler) | 400000 | 96% |  | 1200 | 2400 | 1200 | 300 | 0
205818825 | Intellihot | IQ3001 | Volume WH (Domestic Hot Water Boiler) | 3001000 | 94% |  | 9003 | 18006 | 9003 | 300 | 0
205818826 | Intellihot | IQ2001 | Volume WH (Domestic Hot Water Boiler) | 1999900 | 96% |  | 5999.7 | 11999.4 | 5999.7 | 300 | 0
204134755 | Intellihot | IQ751 | Volume WH (Domestic Hot Water Boiler) | 751000 | 94% |  | 2253 | 4506 | 2253 | 300 | 0
205707681 | Intellihot | IQ251D | Volume WH (Domestic Hot Water Boiler) | 251000 | 96% |  | 753 | 1506 | 753 | 300 | 0
205821899 | Intellihot | I250 | Volume WH (Domestic Hot Water Boiler) | 250000 | 96% |  | 750 | 1500 | 750 | 300 | 0
209431458 | JETGLAS | EF100T150E*N** | Storage | 150000 | 97% |  | 450 | 900 | 450 | 0 | 200
209431460 | JETGLAS | EF100T199E*N** | Storage | 199900 | 97% |  | 599.7 | 1199.4 | 599.7 | 0 | 200
209431462 | JETGLAS | EF100T250E*N** | Storage | 250000 | 96% |  | 750 | 1500 | 750 | 0 | 200
209431464 | JETGLAS | EF120T400*N*3 | Storage | 399900 | 94% |  | 1199.7 | 2399.4 | 1199.7 | 0 | 200
209431466 | JETGLAS | EF120T500*N*3 | Volume WH (Domestic Hot Water Boiler) | 499900 | 94% |  | 1499.7 | 2999.4 | 1499.7 | 300 | 0
209432977 | JETGLAS | EF100T300E*N*2 | Storage | 300000 | 92% |  | 900 | 1800 | 900 | 0 | 200
209432978 | JETGLAS | EF60T125E*N*2 | Storage | 125000 | 96% |  | 375 | 750 | 375 | 0 | 200
209432979 | JETGLAS | EF60T150E*N*2 | Storage | 150000 | 93% |  | 450 | 900 | 450 | 0 | 200
209432981 | JETGLAS | EF60T199E*N*2 | Storage | 199900 | 92% |  | 599.7 | 1199.4 | 599.7 | 0 | 200
200094397 | JETGLAS | RG2F40S*N | Storage | 38000 |  | 70% | 0 | 0 | 0 | 0 | 150
200094441 | JETGLAS | RG2PDV40S*N | Storage | 40000 |  | 70% | 0 | 0 | 0 | 0 | 150
200094445 | JETGLAS | URG2PDV40S*N | Storage | 40000 |  | 70% | 0 | 0 | 0 | 0 | 150
205135020 | JETGLAS | RG2PV40S*N19 | Storage | 40000 |  | 72% | 0 | 0 | 0 | 0 | 200
205135021 | JETGLAS | RG2PV40T*N19 | Storage | 40000 |  | 72% | 0 | 0 | 0 | 0 | 200
205135022 | JETGLAS | RG2PV50S*N19 | Storage | 40000 |  | 72% | 0 | 0 | 0 | 0 | 200
205135023 | JETGLAS | RG2PV50T*N19 | Storage | 40000 |  | 72% | 0 | 0 | 0 | 0 | 200
205135037 | JETGLAS | URG2PV40T*N19 | Storage | 40000 |  | 72% | 0 | 0 | 0 | 0 | 200
205135038 | JETGLAS | URG2PV50T*N19 | Storage | 40000 |  | 72% | 0 | 0 | 0 | 0 | 200
200094559 | JETGLAS | RC2PV50H*N | Storage | 76000 |  | 80% | 0 | 0 | 0 | 0 | 200
200094563 | JETGLAS | LC2PV50H76*N | Storage | 76000 |  | 80% | 0 | 0 | 0 | 0 | 200
205129155 | JETGLAS | RC2PDV50H*N | Storage | 76000 |  | 80% | 0 | 0 | 0 | 0 | 200
205573463 | JETGLAS | LC2PDV50H76*N | Storage | 76000 |  | 80% | 0 | 0 | 0 | 0 | 200
207094241 | JOHN WOOD | JCT-199-N 1** | Tankless, On-Demand | 199000 |  | 93% | 375 | 750 | 375 | 300 | 100
205233588 | JOHN WOOD | JWT15-160X3P-100 | Tankless, On-Demand | 160000 |  | 93% | 375 | 750 | 375 | 300 | 100
205233586 | JOHN WOOD | JWT15-180X3P-100 | Tankless, On-Demand | 180000 |  | 93% | 375 | 750 | 375 | 300 | 100
205233584 | JOHN WOOD | JWT15-199X3P-100 | Tankless, On-Demand | 199000 |  | 93% | 375 | 750 | 375 | 300 | 100
7134276 | JOHN WOOD | AJWSH119300 N 200 | Storage | 300000 | 96% |  | 900 | 1800 | 900 | 0 | 200
207094239 | JOHN WOOD | JWT-540H-N 1** | Tankless, On-Demand | 199000 |  | 93% | 375 | 750 | 375 | 300 | 100
207616289 | JOHN WOOD | PDV50N 3** | Storage | 45000 |  | 72% | 0 | 0 | 0 | 0 | 200
207616309 | JOHN WOOD | PV50N 2** | Storage | 40000 |  | 72% | 0 | 0 | 0 | 0 | 200
207616311 | JOHN WOOD | PV50NM 2** | Storage | 40000 |  | 72% | 0 | 0 | 0 | 0 | 200
207616318 | JOHN WOOD | PV40TN 2** | Storage | 50000 |  | 70% | 0 | 0 | 0 | 0 | 150
207616319 | JOHN WOOD | PV40TP 2** | Storage | 50000 |  | 70% | 0 | 0 | 0 | 0 | 150
207616322 | JOHN WOOD | PV50TN 2** | Storage | 50000 |  | 72% | 0 | 0 | 0 | 0 | 200
207616323 | JOHN WOOD | PV50TP 2** | Storage | 50000 |  | 72% | 0 | 0 | 0 | 0 | 200
207616299 | JOHN WOOD | PDV50HIN 3** | Storage | 62000 |  | 73% | 0 | 0 | 0 | 0 | 200
207616326 | JOHN WOOD | PV50HIN 2** | Storage | 62000 |  | 73% | 0 | 0 | 0 | 0 | 200
207616327 | JOHN WOOD | PV50HIP 2** | Storage | 62000 |  | 73% | 0 | 0 | 0 | 0 | 200
207616328 | JOHN WOOD | PV50HINM 2** | Storage | 62000 |  | 73% | 0 | 0 | 0 | 0 | 200
207616329 | JOHN WOOD | PV50HIPM 2** | Storage | 62000 |  | 73% | 0 | 0 | 0 | 0 | 200
207094245 | JOHN WOOD | JWT-240H-N 1** | Tankless, On-Demand | 160000 |  | 94% | 375 | 750 | 375 | 300 | 100
207094250 | JOHN WOOD | JWT-340H-N 1** | Tankless, On-Demand | 180000 |  | 95% | 375 | 750 | 375 | 300 | 100
213881168 | JOHN WOOD | JTHR-199M 1** | Tankless, On-Demand | 199000 |  | 95% | 375 | 750 | 375 | 300 | 100
213881169 | JOHN WOOD | JTHR-199X3 1** | Tankless, On-Demand | 199000 |  | 95% | 375 | 750 | 375 | 300 | 100
213881208 | JOHN WOOD | JTHR-180M 1** | Tankless, On-Demand | 180000 |  | 95% | 375 | 750 | 375 | 300 | 100
213881209 | JOHN WOOD | JTHR-180X3 1** | Tankless, On-Demand | 180000 |  | 95% | 375 | 750 | 375 | 300 | 100
213881224 | JOHN WOOD | JTHR-160M 1** | Tankless, On-Demand | 160000 |  | 95% | 375 | 750 | 375 | 300 | 100
213881225 | JOHN WOOD | JTHR-160X3 1** | Tankless, On-Demand | 160000 |  | 95% | 375 | 750 | 375 | 300 | 100
209457736 | JOHN WOOD | JWT-540P-NIH 1** | Tankless, On-Demand | 199000 |  | 93% | 375 | 750 | 375 | 300 | 100
200084666 | KEYSTONE | KW1000 | Volume WH (Domestic Hot Water Boiler) | 999900 | 95% |  | 2999.7 | 5999.4 | 2999.7 | 300 | 0
200084664 | KEYSTONE | KW150 | Volume WH (Domestic Hot Water Boiler) | 150000 | 95% |  | 450 | 900 | 450 | 300 | 0
200084662 | KEYSTONE | KW199 | Volume WH (Domestic Hot Water Boiler) | 199000 | 97% |  | 597 | 1194 | 597 | 300 | 0
200084660 | KEYSTONE | KW285 | Volume WH (Domestic Hot Water Boiler) | 285000 | 95% |  | 855 | 1710 | 855 | 300 | 0
200084658 | KEYSTONE | KW399 | Volume WH (Domestic Hot Water Boiler) | 399000 | 96% |  | 1197 | 2394 | 1197 | 300 | 0
200084656 | KEYSTONE | KW500 | Volume WH (Domestic Hot Water Boiler) | 500000 | 96% |  | 1500 | 3000 | 1500 | 300 | 0
200084672 | KEYSTONE | KW600 | Volume WH (Domestic Hot Water Boiler) | 600000 | 97% |  | 1800 | 3600 | 1800 | 300 | 0
200084670 | KEYSTONE | KW750 | Volume WH (Domestic Hot Water Boiler) | 750000 | 94% |  | 2250 | 4500 | 2250 | 300 | 0
200084668 | KEYSTONE | KW850 | Volume WH (Domestic Hot Water Boiler) | 850000 | 96% |  | 2550 | 5100 | 2550 | 300 | 0
3999712 | LAARS | LS-DW-2-40-L | Indirect | None |  |  | 375 | 750 | 375 | 300 | 300
3999713 | LAARS | LS-DW-2-50-L | Indirect | None |  |  | 375 | 750 | 375 | 300 | 300
3999714 | LAARS | LS-DW-2-65-L | Indirect | None |  |  | 375 | 750 | 375 | 300 | 300
3999715 | LAARS | LS-DW-2-80-L | Indirect | None |  |  | 375 | 750 | 375 | 300 | 300
3999716 | LAARS | LS-RTV-40-L | Indirect | None |  |  | 375 | 750 | 375 | 300 | 300
3999717 | LAARS | LS-RTV-52-L | Indirect | None |  |  | 375 | 750 | 375 | 300 | 300
3999718 | LAARS | LS-RTV-75-L | Indirect | None |  |  | 375 | 750 | 375 | 300 | 300
201784987 | LAARS | LS-SS-120-L | Indirect | None |  |  | 375 | 750 | 375 | 300 | 300
201784983 | LAARS | LS-SS-30-L | Indirect | None |  |  | 375 | 750 | 375 | 300 | 300
201784984 | LAARS | LS-SS-40-L | Indirect | None |  |  | 375 | 750 | 375 | 300 | 300
201784985 | LAARS | LS-SS-50-L | Indirect | None |  |  | 375 | 750 | 375 | 300 | 300
201784986 | LAARS | LS-SS-75-L | Indirect | None |  |  | 375 | 750 | 375 | 300 | 300
3999711 | LAARS | LS-SW-120C-5 | Indirect | None |  |  | 375 | 750 | 375 | 300 | 300
3999725 | LAARS | LS-SW-2-120-L | Indirect | None |  |  | 375 | 750 | 375 | 300 | 300
3999721 | LAARS | LS-SW-2-30-L | Indirect | None |  |  | 375 | 750 | 375 | 300 | 300
5296271 | LAARS | LS-SW-2-40R-L | Indirect | None |  |  | 375 | 750 | 375 | 300 | 300
5296272 | LAARS | LS-SW-2-50R-L | Indirect | None |  |  | 375 | 750 | 375 | 300 | 300
3999723 | LAARS | LS-SW-2-65-L | Indirect | None |  |  | 375 | 750 | 375 | 300 | 300
3999724 | LAARS | LS-SW-2-80-L | Indirect | None |  |  | 375 | 750 | 375 | 300 | 300
3999709 | LAARS | LS-SW-65C-5 | Indirect | None |  |  | 375 | 750 | 375 | 300 | 300
3999710 | LAARS | LS-SW-80C-5 | Indirect | None |  |  | 375 | 750 | 375 | 300 | 300
204820719 | LAARS | LUHE100T150E*N** | Storage | 150000 | 97% |  | 450 | 900 | 450 | 0 | 200
204828842 | LAARS | LUHE100T150E*X** | Storage | 150000 | 97% |  | 450 | 900 | 450 | 0 | 200
203360796 | LAARS | LUHE100T199*X | Storage | 199900 | 99% |  | 599.7 | 1199.4 | 599.7 | 0 | 200
203120861 | LAARS | LUHE100T199E*N* | Storage | 199900 | 99% |  | 599.7 | 1199.4 | 599.7 | 0 | 200
204820718 | LAARS | LUHE100T199E*N** | Storage | 199900 | 97% |  | 599.7 | 1199.4 | 599.7 | 0 | 200
204828841 | LAARS | LUHE100T199E*X** | Storage | 199900 | 97% |  | 599.7 | 1199.4 | 599.7 | 0 | 200
203120862 | LAARS | LUHE100T250*X* | Storage | 250000 | 97% |  | 750 | 1500 | 750 | 0 | 200
203120863 | LAARS | LUHE100T250E*N* | Storage | 250000 | 97% |  | 750 | 1500 | 750 | 0 | 200
204820720 | LAARS | LUHE100T250E*N** | Storage | 250000 | 96% |  | 750 | 1500 | 750 | 0 | 200
204828843 | LAARS | LUHE100T250E*X** | Storage | 250000 | 96% |  | 750 | 1500 | 750 | 0 | 200
203120864 | LAARS | LUHE100T300E*N* | Storage | 300000 | 92% |  | 900 | 1800 | 900 | 0 | 200
203120867 | LAARS | LUHE100T399E*N* | Storage | 399000 | 94% |  | 1197 | 2394 | 1197 | 0 | 200
203120868 | LAARS | LUHE120T400*N*3 | Storage | 399900 | 94% |  | 1199.7 | 2399.4 | 1199.7 | 0 | 200
203120870 | LAARS | LUHE120T500*N*3 | Volume WH (Domestic Hot Water Boiler) | 499900 | 94% |  | 1499.7 | 2999.4 | 1499.7 | 300 | 0
7057776 | LAARS | LUHE60T120**N* | Storage | 120000 | 95% |  | 360 | 720 | 360 | 0 | 200
203120872 | LAARS | LUHE60T125E*N* | Storage | 125000 | 96% |  | 375 | 750 | 375 | 0 | 200
203120874 | LAARS | LUHE60T150E*N* | Storage | 150000 | 93% |  | 450 | 900 | 450 | 0 | 200
203120876 | LAARS | LUHE60T199E*N* | Storage | 199900 | 92% |  | 599.7 | 1199.4 | 599.7 | 0 | 200
8004733 | LAARS | MGV1600(N,P)***** | Volume WH (Domestic Hot Water Boiler) | 1600000 | 96% |  | 4800 | 9600 | 4800 | 300 | 0
7056783 | LAARS | MGV2000 | Volume WH (Domestic Hot Water Boiler) | 1999900 | 96% |  | 5999.7 | 11999.4 | 5999.7 | 300 | 0
7365094 | LAARS | MGV2500 | Volume WH (Domestic Hot Water Boiler) | 2499900 | 96% |  | 7499.7 | 14999.4 | 7499.7 | 300 | 0
7056784 | LAARS | MGV3000 | Volume WH (Domestic Hot Water Boiler) | 3000000 | 95% |  | 9000 | 18000 | 9000 | 300 | 0
7484116 | LAARS | MGV3500 | Volume WH (Domestic Hot Water Boiler) | 3500000 | 96% |  | 10500 | 21000 | 10500 | 300 | 0
7056785 | LAARS | MGV4000 | Volume WH (Domestic Hot Water Boiler) | 4000000 | 96% |  | 12000 | 24000 | 12000 | 300 | 0
7057102 | LAARS | NTV1000 | Volume WH (Domestic Hot Water Boiler) | 999900 | 95% |  | 2999.7 | 5999.4 | 2999.7 | 300 | 0
8004718 | LAARS | NTV1200(N,P)*** | Volume WH (Domestic Hot Water Boiler) | 1200000 | 95% |  | 3600 | 7200 | 3600 | 300 | 0
7057094 | LAARS | NTV150 | Volume WH (Domestic Hot Water Boiler) | 150000 | 95% |  | 450 | 900 | 450 | 300 | 0
7056877 | LAARS | NTV1700 | Volume WH (Domestic Hot Water Boiler) | 1700000 | 96% |  | 5100 | 10200 | 5100 | 300 | 0
7057095 | LAARS | NTV199 | Volume WH (Domestic Hot Water Boiler) | 199000 | 97% |  | 597 | 1194 | 597 | 300 | 0
7057096 | LAARS | NTV285 | Volume WH (Domestic Hot Water Boiler) | 285000 | 95% |  | 855 | 1710 | 855 | 300 | 0
7057097 | LAARS | NTV399 | Volume WH (Domestic Hot Water Boiler) | 399000 | 96% |  | 1197 | 2394 | 1197 | 300 | 0
7057098 | LAARS | NTV500 | Volume WH (Domestic Hot Water Boiler) | 500000 | 96% |  | 1500 | 3000 | 1500 | 300 | 0
7057099 | LAARS | NTV600 | Volume WH (Domestic Hot Water Boiler) | 600000 | 97% |  | 1800 | 3600 | 1800 | 300 | 0
7057100 | LAARS | NTV750 | Volume WH (Domestic Hot Water Boiler) | 750000 | 94% |  | 2250 | 4500 | 2250 | 300 | 0
7057101 | LAARS | NTV850 | Volume WH (Domestic Hot Water Boiler) | 850000 | 96% |  | 2550 | 5100 | 2550 | 300 | 0
208083721 | LAARS | LT199NXX1 | Tankless, On-Demand | 199000 |  | 95% | 375 | 750 | 375 | 300 | 100
208083722 | LAARS | LT199NRX1 | Tankless, On-Demand | 199000 |  | 95% | 375 | 750 | 375 | 300 | 100
208083724 | LAARS | LT199PXX1 | Tankless, On-Demand | 199000 |  | 95% | 375 | 750 | 375 | 300 | 100
208083726 | LAARS | LT199PRX1 | Tankless, On-Demand | 199000 |  | 95% | 375 | 750 | 375 | 300 | 100
211898812 | LAARS | NT2V0399 | Volume WH (Domestic Hot Water Boiler) | 399000 | 98% |  | 1197 | 2394 | 1197 | 300 | 0
211898813 | LAARS | NT2V0500 | Volume WH (Domestic Hot Water Boiler) | 500000 | 98% |  | 1500 | 3000 | 1500 | 300 | 0
211898814 | LAARS | NT2V0650 | Volume WH (Domestic Hot Water Boiler) | 650000 | 97% |  | 1950 | 3900 | 1950 | 300 | 0
211898815 | LAARS | NT2V0800 | Volume WH (Domestic Hot Water Boiler) | 800000 | 97% |  | 2400 | 4800 | 2400 | 300 | 0
211898816 | LAARS | NT2V0999 | Volume WH (Domestic Hot Water Boiler) | 999000 | 97% |  | 2997 | 5994 | 2997 | 300 | 0
211898817 | LAARS | NT2V1500 | Volume WH (Domestic Hot Water Boiler) | 1500000 | 99% |  | 4500 | 9000 | 4500 | 300 | 0
206842896 | LOCHINVAR | LTO-140H-N 1** | Tankless, On-Demand | 120000 |  | 91% | 375 | 750 | 375 | 300 | 100
206703100 | LOCHINVAR | LTI-540H-N 1** | Tankless, On-Demand | 199000 |  | 93% | 375 | 750 | 375 | 300 | 100
206703101 | LOCHINVAR | LTI-540P-N 1** | Tankless, On-Demand | 199000 |  | 93% | 375 | 750 | 375 | 300 | 100
206703102 | LOCHINVAR | LCT-199I-N 1** | Tankless, On-Demand | 199000 |  | 93% | 375 | 750 | 375 | 300 | 100
207209500 | LOCHINVAR | LTI-540HX3-N 1** | Tankless, On-Demand | 199000 |  | 93% | 375 | 750 | 375 | 300 | 100
| LOCHINVAR | SDT065 | Indirect | None |  |  | 375 | 750 | 375 | 300 | 300
| LOCHINVAR | SDT119 | Indirect | None |  |  | 375 | 750 | 375 | 300 | 300
| LOCHINVAR | STU150 (A/N) | Indirect | None |  |  | 375 | 750 | 375 | 0 | 300
7057110 | LOCHINVAR | AW(N,L)1000(PM) | Volume WH (Domestic Hot Water Boiler) | 999900 | 96% |  | 2999.7 | 5999.4 | 2999.7 | 300 | 0
7057121 | LOCHINVAR | AW(N,L)151(PM) | Volume WH (Domestic Hot Water Boiler) | 150000 | 96% |  | 450 | 900 | 450 | 300 | 0
7057122 | LOCHINVAR | AW(N,L)200(PM) | Volume WH (Domestic Hot Water Boiler) | 199900 | 96% |  | 599.7 | 1199.4 | 599.7 | 300 | 0
7057123 | LOCHINVAR | AW(N,L)286(PM) | Volume WH (Domestic Hot Water Boiler) | 285000 | 96% |  | 855 | 1710 | 855 | 300 | 0
7057124 | LOCHINVAR | AW(N,L)400(PM) | Volume WH (Domestic Hot Water Boiler) | 399900 | 96% |  | 1199.7 | 2399.4 | 1199.7 | 300 | 0
7057125 | LOCHINVAR | AW(N,L)501(PM) | Volume WH (Domestic Hot Water Boiler) | 500000 | 96% |  | 1500 | 3000 | 1500 | 300 | 0
7057126 | LOCHINVAR | AW(N,L)601(PM) | Volume WH (Domestic Hot Water Boiler) | 600000 | 96% |  | 1800 | 3600 | 1800 | 300 | 0
7057127 | LOCHINVAR | AW(N,L)701(PM) | Volume WH (Domestic Hot Water Boiler) | 700000 | 96% |  | 2100 | 4200 | 2100 | 300 | 0
7057128 | LOCHINVAR | AW(N,L)801(PM) | Volume WH (Domestic Hot Water Boiler) | 800000 | 96% |  | 2400 | 4800 | 2400 | 300 | 0
201845646 | LOCHINVAR | AWH1250(N,L) | Volume WH (Domestic Hot Water Boiler) | 1250000 | 98% |  | 3750 | 7500 | 3750 | 300 | 0
201845655 | LOCHINVAR | AWH1500(N,L) | Volume WH (Domestic Hot Water Boiler) | 1500000 | 98% |  | 4500 | 9000 | 4500 | 300 | 0
201845656 | LOCHINVAR | AWH2000(N,L) | Volume WH (Domestic Hot Water Boiler) | 1999900 | 98% |  | 5999.7 | 11999.4 | 5999.7 | 300 | 0
201845657 | LOCHINVAR | AWH3000(N,L) | Volume WH (Domestic Hot Water Boiler) | 3000000 | 98% |  | 9000 | 18000 | 9000 | 300 | 0
201845658 | LOCHINVAR | AWH4000(N,L) | Volume WH (Domestic Hot Water Boiler) | 4000000 | 98% |  | 12000 | 24000 | 12000 | 300 | 0
202148345 | LOCHINVAR | GIT040 | Indirect | None |  |  | 375 | 750 | 375 | 300 | 300
202148346 | LOCHINVAR | GIT050 | Indirect | None |  |  | 375 | 750 | 375 | 300 | 300
202148347 | LOCHINVAR | GIT080 | Indirect | None |  |  | 375 | 750 | 375 | 300 | 300
202148348 | LOCHINVAR | GIT119 | Indirect | None |  |  | 375 | 750 | 375 | 300 | 300
205233582 | LOCHINVAR | LT-160X3P-100 | Tankless, On-Demand | 160000 |  | 93% | 375 | 750 | 375 | 300 | 100
205233581 | LOCHINVAR | LT-180X3P-100 | Tankless, On-Demand | 180000 |  | 93% | 375 | 750 | 375 | 300 | 100
205233580 | LOCHINVAR | LT-199X3P-100 | Tankless, On-Demand | 199000 |  | 93% | 375 | 750 | 375 | 300 | 100
9968750 | LOCHINVAR | LTI-140H-N | Tankless, On-Demand | 120000 |  | 90% | 375 | 750 | 375 | 300 | 100
9968746 | LOCHINVAR | LTI-240H-N | Tankless, On-Demand | 160000 |  | 94% | 375 | 750 | 375 | 300 | 100
9968754 | LOCHINVAR | LTI-340H-N | Tankless, On-Demand | 180000 |  | 95% | 375 | 750 | 375 | 300 | 100
9968742 | LOCHINVAR | LTI-540H-N | Tankless, On-Demand | 199000 |  | 93% | 375 | 750 | 375 | 300 | 100
10014436 | LOCHINVAR | LTI-540P-N | Tankless, On-Demand | 199000 |  | 93% | 375 | 750 | 375 | 300 | 100
9968752 | LOCHINVAR | LTO-140H-N | Tankless, On-Demand | 120000 |  | 91% | 375 | 750 | 375 | 300 | 100
9968748 | LOCHINVAR | LTO-240H-N | Tankless, On-Demand | 160000 |  | 95% | 375 | 750 | 375 | 300 | 100
9968756 | LOCHINVAR | LTO-340H-N | Tankless, On-Demand | 180000 |  | 94% | 375 | 750 | 375 | 300 | 100
9968744 | LOCHINVAR | LTO-540H-N | Tankless, On-Demand | 199000 |  | 95% | 375 | 750 | 375 | 300 | 100
10014438 | LOCHINVAR | LTO-540P-N | Tankless, On-Demand | 199000 |  | 95% | 375 | 750 | 375 | 300 | 100
7057113 | LOCHINVAR | OA(N,L)151 | Volume WH (Domestic Hot Water Boiler) | 150000 | 96% |  | 450 | 900 | 450 | 300 | 0
7057114 | LOCHINVAR | OA(N,L)200 | Volume WH (Domestic Hot Water Boiler) | 199900 | 96% |  | 599.7 | 1199.4 | 599.7 | 300 | 0
7057115 | LOCHINVAR | OA(N,L)286 | Volume WH (Domestic Hot Water Boiler) | 285000 | 96% |  | 855 | 1710 | 855 | 300 | 0
7057116 | LOCHINVAR | OA(N,L)400 | Volume WH (Domestic Hot Water Boiler) | 399900 | 96% |  | 1199.7 | 2399.4 | 1199.7 | 300 | 0
7057117 | LOCHINVAR | OA(N,L)501 | Volume WH (Domestic Hot Water Boiler) | 500000 | 96% |  | 1500 | 3000 | 1500 | 300 | 0
7057118 | LOCHINVAR | OA(N,L)601 | Volume WH (Domestic Hot Water Boiler) | 600000 | 96% |  | 1800 | 3600 | 1800 | 300 | 0
7057119 | LOCHINVAR | OA(N,L)701 | Volume WH (Domestic Hot Water Boiler) | 700000 | 96% |  | 2100 | 4200 | 2100 | 300 | 0
7057120 | LOCHINVAR | OA(N,L)801 | Volume WH (Domestic Hot Water Boiler) | 800000 | 96% |  | 2400 | 4800 | 2400 | 300 | 0
7057132 | LOCHINVAR | S(N,L)(R,A)151-100 | Storage | 150000 | 91% |  | 450 | 900 | 450 | 0 | 200
7057133 | LOCHINVAR | S(N,L)(R,A)201-100 | Storage | 199900 | 91% |  | 599.7 | 1199.4 | 599.7 | 0 | 200
7057134 | LOCHINVAR | S(N,L)A286-125 | Storage | 285000 | 91% |  | 855 | 1710 | 855 | 0 | 200
7057135 | LOCHINVAR | S(N,L)A401-125 | Storage | 400000 | 91% |  | 1200 | 2400 | 1200 | 0 | 200
7057131 | LOCHINVAR | S(N,L)R126-065 | Storage | 125000 | 91% |  | 375 | 750 | 375 | 0 | 200
3999738 | LOCHINVAR | SIT030 | Indirect | None |  |  | 375 | 750 | 375 | 300 | 300
3999739 | LOCHINVAR | SIT040 | Indirect | None |  |  | 375 | 750 | 375 | 300 | 300
9151065 | LOCHINVAR | SIT040DW | Indirect | None |  |  | 375 | 750 | 375 | 300 | 300
3999740 | LOCHINVAR | SIT050 | Indirect | None |  |  | 375 | 750 | 375 | 300 | 300
9151066 | LOCHINVAR | SIT050DW | Indirect | None |  |  | 375 | 750 | 375 | 300 | 300
3999741 | LOCHINVAR | SIT065 | Indirect | None |  |  | 375 | 750 | 375 | 300 | 300
9151067 | LOCHINVAR | SIT065DW | Indirect | None |  |  | 375 | 750 | 375 | 300 | 300
3999742 | LOCHINVAR | SIT080 | Indirect | None |  |  | 375 | 750 | 375 | 300 | 300
9151068 | LOCHINVAR | SIT080DW | Indirect | None |  |  | 375 | 750 | 375 | 300 | 300
3999743 | LOCHINVAR | SIT119 | Indirect | None |  |  | 375 | 750 | 375 | 300 | 300
9151069 | LOCHINVAR | SIT119DW | Indirect | None |  |  | 375 | 750 | 375 | 300 | 300
205733370 | LOCHINVAR | SWR125N | Storage | 125000 | 96% |  | 375 | 750 | 375 | 0 | 200
205733371 | LOCHINVAR | SWA150N | Storage | 150000 | 96% |  | 450 | 900 | 450 | 0 | 200
205733372 | LOCHINVAR | SWA200N | Storage | 199000 | 96% |  | 597 | 1194 | 597 | 0 | 200
205733373 | LOCHINVAR | SWA400N | Storage | 399000 | 95% |  | 1197 | 2394 | 1197 | 0 | 200
205733376 | LOCHINVAR | SWR150N | Storage | 150000 | 96% |  | 450 | 900 | 450 | 0 | 200
205733379 | LOCHINVAR | SWR200N | Storage | 199000 | 96% |  | 597 | 1194 | 597 | 0 | 200
205733382 | LOCHINVAR | SWR400N | Storage | 399000 | 95% |  | 1197 | 2394 | 1197 | 0 | 200
205733384 | LOCHINVAR | SWA500N | Volume WH (Domestic Hot Water Boiler) | 499000 | 96% |  | 1497 | 2994 | 1497 | 300 | 0
205733385 | LOCHINVAR | SWA285N | Storage | 285000 | 95% |  | 855 | 1710 | 855 | 0 | 200
205733388 | LOCHINVAR | SWR285N | Storage | 285000 | 95% |  | 855 | 1710 | 855 | 0 | 200
206314787 | LOCHINVAR | SWN130-035 2** | Storage | 130000 | 96% |  | 390 | 780 | 390 | 0 | 200
206314809 | LOCHINVAR | SWN130-050 2** | Storage | 130000 | 95% |  | 390 | 780 | 390 | 0 | 200
206314820 | LOCHINVAR | SWN175-050 2** | Storage | 175000 | 96% |  | 525 | 1050 | 525 | 0 | 200
206314831 | LOCHINVAR | SWN199-050 2** | Storage | 199000 | 96% |  | 597 | 1194 | 597 | 0 | 200
7057129 | LOCHINVAR | WA(N,L)125 | Volume WH (Domestic Hot Water Boiler) | 125000 | 96% |  | 375 | 750 | 375 | 300 | 0
7057130 | LOCHINVAR | WA(N,L)200 | Volume WH (Domestic Hot Water Boiler) | 199900 | 96% |  | 599.7 | 1199.4 | 599.7 | 300 | 0
206052085 | LOCHINVAR | AWH0400N SERIES 1** | Volume WH (Domestic Hot Water Boiler) | 399000 | 99% |  | 1197 | 2394 | 1197 | 300 | 0
206052086 | LOCHINVAR | AWH0500N SERIES 1** | Volume WH (Domestic Hot Water Boiler) | 500000 | 99% |  | 1500 | 3000 | 1500 | 300 | 0
206052087 | LOCHINVAR | AWH0650N SERIES 1** | Volume WH (Domestic Hot Water Boiler) | 650000 | 98% |  | 1950 | 3900 | 1950 | 300 | 0
206052088 | LOCHINVAR | AWH0800N SERIES 1** | Volume WH (Domestic Hot Water Boiler) | 800000 | 98% |  | 2400 | 4800 | 2400 | 300 | 0
206052089 | LOCHINVAR | AWH1000N SERIES 1** | Volume WH (Domestic Hot Water Boiler) | 999000 | 98% |  | 2997 | 5994 | 2997 | 300 | 0
7057111 | LOCHINVAR | AW(N,L)1300(PM) | Volume WH (Domestic Hot Water Boiler) | 1300000 | 96% |  | 3900 | 7800 | 3900 | 300 | 0
7057112 | LOCHINVAR | AW(N,L)1500(PM) | Volume WH (Domestic Hot Water Boiler) | 1500000 | 96% |  | 4500 | 9000 | 4500 | 300 | 0
206340870 | LOCHINVAR | SWN100035 2** | Storage | 100000 |  | 90% | 300 | 600 | 300 | 300 | 0
206340871 | LOCHINVAR | SWL100035 2** | Storage | 100000 |  | 90% | 300 | 600 | 300 | 300 | 0
207645906 | LOCHINVAR | WAN201* | Volume WH (Domestic Hot Water Boiler) | 201000 | 96% |  | 603 | 1206 | 603 | 300 | 0
206314789 | LOCHINVAR | SCN130-035 2** | Storage | 130000 | 96% |  | 390 | 780 | 390 | 0 | 200
206314811 | LOCHINVAR | SCN130-050 2** | Storage | 130000 | 95% |  | 390 | 780 | 390 | 0 | 200
206314822 | LOCHINVAR | SCN175-050 2** | Storage | 175000 | 96% |  | 525 | 1050 | 525 | 0 | 200
206314833 | LOCHINVAR | SCN199-050 2** | Storage | 199000 | 96% |  | 597 | 1194 | 597 | 0 | 200
206314844 | LOCHINVAR | SCN150-050 2** | Storage | 150000 | 95% |  | 450 | 900 | 450 | 0 | 200
207477829 | LOCHINVAR | AWN286* | Volume WH (Domestic Hot Water Boiler) | 285000 | 96% |  | 855 | 1710 | 855 | 300 | 0
207477830 | LOCHINVAR | OAN286* | Volume WH (Domestic Hot Water Boiler) | 285000 | 96% |  | 855 | 1710 | 855 | 300 | 0
207645907 | LOCHINVAR | AWN201* | Volume WH (Domestic Hot Water Boiler) | 201000 | 96% |  | 603 | 1206 | 603 | 300 | 0
207645910 | LOCHINVAR | AWL201* | Volume WH (Domestic Hot Water Boiler) | 201000 | 96% |  | 603 | 1206 | 603 | 300 | 0
207645911 | LOCHINVAR | OAN201* | Volume WH (Domestic Hot Water Boiler) | 201000 | 96% |  | 603 | 1206 | 603 | 300 | 0
207645912 | LOCHINVAR | OAL201* | Volume WH (Domestic Hot Water Boiler) | 201000 | 96% |  | 603 | 1206 | 603 | 300 | 0
206842882 | LOCHINVAR | LTI-140H-N 1** | Tankless, On-Demand | 120000 |  | 90% | 375 | 750 | 375 | 300 | 100
206703157 | LOCHINVAR | LTI-240H-N 1** | Tankless, On-Demand | 160000 |  | 94% | 375 | 750 | 375 | 300 | 100
206842926 | LOCHINVAR | LTO-340H-N 1** | Tankless, On-Demand | 180000 |  | 94% | 375 | 750 | 375 | 300 | 100
206843215 | LOCHINVAR | UPN04040ES 1** | Storage | 42000 |  | 70% | 0 | 0 | 0 | 0 | 150
206860589 | LOCHINVAR | UPDN04040 1** | Storage | 40000 |  | 70% | 0 | 0 | 0 | 0 | 150
206860758 | LOCHINVAR | UPDN05040Z 1** | Storage | 40000 |  | 70% | 0 | 0 | 0 | 0 | 150
206861424 | LOCHINVAR | PVN05040 2** | Storage | 40000 |  | 72% | 0 | 0 | 0 | 0 | 200
206861425 | LOCHINVAR | PVN05040Z 2** | Storage | 40000 |  | 72% | 0 | 0 | 0 | 0 | 200
206861629 | LOCHINVAR | PVN04050 2** | Storage | 50000 |  | 70% | 0 | 0 | 0 | 0 | 150
206861630 | LOCHINVAR | PVN04050ST 2** | Storage | 50000 |  | 70% | 0 | 0 | 0 | 0 | 150
206861806 | LOCHINVAR | PVN05050 2** | Storage | 50000 |  | 72% | 0 | 0 | 0 | 0 | 200
206861807 | LOCHINVAR | PVN05050ST 2** | Storage | 50000 |  | 72% | 0 | 0 | 0 | 0 | 200
206902224 | LOCHINVAR | PRN05045ES 3** | Storage | 45000 |  | 72% | 0 | 0 | 0 | 0 | 200
206902225 | LOCHINVAR | PRN05045ESST 3** | Storage | 45000 |  | 72% | 0 | 0 | 0 | 0 | 200
206862004 | LOCHINVAR | PVN05065ST 2** | Storage | 62000 |  | 73% | 0 | 0 | 0 | 0 | 200
206902236 | LOCHINVAR | PRN05065ESST 3** | Storage | 62000 |  | 73% | 0 | 0 | 0 | 0 | 200
207861925 | LOCHINVAR | LTI-240X3-N 1** | Tankless, On-Demand | 160000 |  | 94% | 375 | 750 | 375 | 300 | 100
207861961 | LOCHINVAR | LTO-340X3-N 1** | Tankless, On-Demand | 180000 |  | 94% | 375 | 750 | 375 | 300 | 100
206703138 | LOCHINVAR | LTO-540H-N 1** | Tankless, On-Demand | 199000 |  | 95% | 375 | 750 | 375 | 300 | 100
206703139 | LOCHINVAR | LTO-540P-N 1** | Tankless, On-Demand | 199000 |  | 95% | 375 | 750 | 375 | 300 | 100
206703140 | LOCHINVAR | LCT-199O-N 1** | Tankless, On-Demand | 199000 |  | 95% | 375 | 750 | 375 | 300 | 100
206842868 | LOCHINVAR | LTO-240H-N 1** | Tankless, On-Demand | 160000 |  | 95% | 375 | 750 | 375 | 300 | 100
206842912 | LOCHINVAR | LTI-340H-N 1** | Tankless, On-Demand | 180000 |  | 95% | 375 | 750 | 375 | 300 | 100
207209467 | LOCHINVAR | LTO-540HX3-N 1** | Tankless, On-Demand | 199000 |  | 95% | 375 | 750 | 375 | 300 | 100
207861937 | LOCHINVAR | LTI-340X3-N 1** | Tankless, On-Demand | 180000 |  | 95% | 375 | 750 | 375 | 300 | 100
207861950 | LOCHINVAR | LTO-240X3-N 1** | Tankless, On-Demand | 160000 |  | 95% | 375 | 750 | 375 | 300 | 100
206314842 | LOCHINVAR | SWN150-050 2** | Storage | 150000 | 95% |  | 450 | 900 | 450 | 0 | 200
206720299 | LOCHINVAR | GIT040-100 | Indirect | None |  |  | 375 | 750 | 375 | 300 | 300
206720300 | LOCHINVAR | GIT050-100 | Indirect | None |  |  | 375 | 750 | 375 | 300 | 300
206720301 | LOCHINVAR | GIT080-100 | Indirect | None |  |  | 375 | 750 | 375 | 300 | 300
206720302 | LOCHINVAR | GIT119-100 | Indirect | None |  |  | 375 | 750 | 375 | 300 | 300
213881164 | LOCHINVAR | LTHR-199M 1** | Tankless, On-Demand | 199000 |  | 95% | 375 | 750 | 375 | 300 | 100
213881165 | LOCHINVAR | LTHR-199X3 1** | Tankless, On-Demand | 199000 |  | 95% | 375 | 750 | 375 | 300 | 100
207708862 | LOCHINVAR | SWN150-035 2** | Tankless, On-Demand | 150000 |  | 92% | 375 | 750 | 375 | 0 | 0
207708864 | LOCHINVAR | SCN150-035 2** | Tankless, On-Demand | 150000 |  | 92% | 375 | 750 | 375 | 0 | 0
213881204 | LOCHINVAR | LTHR-180M 1** | Tankless, On-Demand | 180000 |  | 95% | 375 | 750 | 375 | 300 | 100
213881205 | LOCHINVAR | LTHR-180X3 1** | Tankless, On-Demand | 180000 |  | 95% | 375 | 750 | 375 | 300 | 100
213881220 | LOCHINVAR | LTHR-160M 1** | Tankless, On-Demand | 160000 |  | 95% | 375 | 750 | 375 | 300 | 100
213881221 | LOCHINVAR | LTHR-160X3 1** | Tankless, On-Demand | 160000 |  | 95% | 375 | 750 | 375 | 300 | 100
213286790 | LOCHINVAR | UPNV04040 1** | Storage | 42000 |  | 73% | 0 | 0 | 0 | 0 | 200
213286796 | LOCHINVAR | UPVN05040 | Storage | 42000 |  | 72% | 0 | 0 | 0 | 0 | 200
200094548 | MARQUIS | TWH180 | Tankless, On-Demand | 180000 |  | 94% | 375 | 750 | 375 | 300 | 100
8235610 | NAVIEN | NPE-150S | Tankless, On-Demand | 120000 |  | 96% | 375 | 750 | 375 | 300 | 100
6678380 | NAVIEN | NPE-180A | Tankless, On-Demand | 150000 |  | 96% | 375 | 750 | 375 | 300 | 100
6478771 | NAVIEN | NPE-180S | Tankless, On-Demand | 150000 |  | 97% | 375 | 750 | 375 | 300 | 100
6678381 | NAVIEN | NPE-210A | Tankless, On-Demand | 180000 |  | 96% | 375 | 750 | 375 | 300 | 100
6478772 | NAVIEN | NPE-210S | Tankless, On-Demand | 180000 |  | 97% | 375 | 750 | 375 | 300 | 100
6678382 | NAVIEN | NPE-240A | Tankless, On-Demand | 199900 |  | 96% | 375 | 750 | 375 | 300 | 100
6478773 | NAVIEN | NPE-240S | Tankless, On-Demand | 199900 |  | 97% | 375 | 750 | 375 | 300 | 100
206368357 | NAVIEN | NPE-180A2 | Tankless, On-Demand | 150000 |  | 95% | 375 | 750 | 375 | 300 | 100
206368358 | NAVIEN | NPE-210A2 | Tankless, On-Demand | 180000 |  | 95% | 375 | 750 | 375 | 300 | 100
206368359 | NAVIEN | NPE-240A2 | Tankless, On-Demand | 199900 |  | 95% | 375 | 750 | 375 | 300 | 100
206368360 | NAVIEN | NPE-180S2 | Tankless, On-Demand | 150000 |  | 96% | 375 | 750 | 375 | 300 | 100
206368361 | NAVIEN | NPE-210S2 | Tankless, On-Demand | 180000 |  | 96% | 375 | 750 | 375 | 300 | 100
206368362 | NAVIEN | NPE-240S2 | Tankless, On-Demand | 199900 |  | 96% | 375 | 750 | 375 | 300 | 100
206423843 | NAVIEN | NPE-150S2 | Tankless, On-Demand | 120000 |  | 93% | 375 | 750 | 375 | 300 | 100
206763925 | Navien | NVW-300C | Volume WH (Domestic Hot Water Boiler) | 301000 | 98% |  | 903 | 1806 | 903 | 300 | 0
206763926 | Navien | NVW-400C | Volume WH (Domestic Hot Water Boiler) | 399000 | 98% |  | 1197 | 2394 | 1197 | 300 | 0
206909911 | New Yorker | NY35SL | Indirect | None |  |  | 375 | 750 | 375 | 300 | 300
206909912 | New Yorker | NY50SL | Indirect | None |  |  | 375 | 750 | 375 | 300 | 300
206909913 | New Yorker | NY70SL | Indirect | None |  |  | 375 | 750 | 375 | 300 | 300
| NILES STEEL TANK | NDW-2-40-6 | Indirect | None |  |  | 375 | 750 | 375 | 300 | 300
| NILES STEEL TANK | NDW-2-50-6 | Indirect | None |  |  | 375 | 750 | 375 | 300 | 300
| NILES STEEL TANK | NDW-2-65-6 | Indirect | None |  |  | 375 | 750 | 375 | 300 | 300
| NILES STEEL TANK | NDW-2-80-6 | Indirect | None |  |  | 375 | 750 | 375 | 300 | 300
| NILES STEEL TANK | NSW-2-120-6 | Indirect | None |  |  | 375 | 750 | 375 | 300 | 300
| NILES STEEL TANK | NSW-2-30-6 | Indirect | None |  |  | 375 | 750 | 375 | 300 | 300
| NILES STEEL TANK | NSW-2-40R-6 | Indirect | None |  |  | 375 | 750 | 375 | 300 | 300
| NILES STEEL TANK | NSW-2-50R-6 | Indirect | None |  |  | 375 | 750 | 375 | 300 | 300
| NILES STEEL TANK | NSW-2-65-6 | Indirect | None |  |  | 375 | 750 | 375 | 300 | 300
| NILES STEEL TANK | NSW-2-80-6 | Indirect | None |  |  | 375 | 750 | 375 | 300 | 300
204032328 | NILES STEEL TANK | NDW-2-40L | Indirect | None |  |  | 375 | 750 | 375 | 300 | 300
204032329 | NILES STEEL TANK | NDW-2-50L | Indirect | None |  |  | 375 | 750 | 375 | 300 | 300
204032330 | NILES STEEL TANK | NDW-2-65L | Indirect | None |  |  | 375 | 750 | 375 | 300 | 300
204032331 | NILES STEEL TANK | NDW-2-80L | Indirect | None |  |  | 375 | 750 | 375 | 300 | 300
204032332 | NILES STEEL TANK | NSS-120-L | Indirect | None |  |  | 375 | 750 | 375 | 300 | 300
204032333 | NILES STEEL TANK | NSS-30-L | Indirect | None |  |  | 375 | 750 | 375 | 300 | 300
204032334 | NILES STEEL TANK | NSS-40-L | Indirect | None |  |  | 375 | 750 | 375 | 300 | 300
204032335 | NILES STEEL TANK | NSS-50-L | Indirect | None |  |  | 375 | 750 | 375 | 300 | 300
204032336 | NILES STEEL TANK | NSS-75-L | Indirect | None |  |  | 375 | 750 | 375 | 300 | 300
5009605 | NILES STEEL TANK | NSW-120C-5 | Indirect | None |  |  | 375 | 750 | 375 | 300 | 300
204032337 | NILES STEEL TANK | NSW-2-120-L | Indirect | None |  |  | 375 | 750 | 375 | 300 | 300
204032338 | NILES STEEL TANK | NSW-2-30-L | Indirect | None |  |  | 375 | 750 | 375 | 300 | 300
204032339 | NILES STEEL TANK | NSW-2-40-RL | Indirect | None |  |  | 375 | 750 | 375 | 300 | 300
204032340 | NILES STEEL TANK | NSW-2-50-RL | Indirect | None |  |  | 375 | 750 | 375 | 300 | 300
204032341 | NILES STEEL TANK | NSW-2-65-L | Indirect | None |  |  | 375 | 750 | 375 | 300 | 300
204032342 | NILES STEEL TANK | NSW-2-80-L | Indirect | None |  |  | 375 | 750 | 375 | 300 | 300
5009603 | NILES STEEL TANK | NSW-65C-5 | Indirect | None |  |  | 375 | 750 | 375 | 300 | 300
5009604 | NILES STEEL TANK | NSW-80C-5 | Indirect | None |  |  | 375 | 750 | 375 | 300 | 300
10445914 | NORITZ | EZ111DV (GQ-C3259WX-FF US) | Tankless, On-Demand | 199900 |  | 96% | 375 | 750 | 375 | 300 | 100
204039928 | NORITZ | EZ111DV (GQ-C3260WX-FF US) | Tankless, On-Demand | 199900 |  | 97% | 375 | 750 | 375 | 300 | 100
10445897 | NORITZ | EZ98DV (GQ-C2859WX-FF US) | Tankless, On-Demand | 180000 |  | 96% | 375 | 750 | 375 | 300 | 100
204237881 | NORITZ | EZ98DV (GQ-C2860WX-FF US) | Tankless, On-Demand | 180000 |  | 97% | 375 | 750 | 375 | 300 | 100
7293303 | NORITZ | NCC1991-DV-NG | Tankless, On-Demand | 199900 |  | 94% | 375 | 750 | 375 | 300 | 100
7293354 | NORITZ | NCC1991-OD-NG | Tankless, On-Demand | 199900 |  | 94% | 375 | 750 | 375 | 300 | 100
7293356 | NORITZ | NCC1992-DV-NG | Tankless, On-Demand | 199900 |  | 94% | 375 | 750 | 375 | 300 | 100
202395896 | NORITZ | NCC199CDV (GQ-C3259WZ-FF US) | Tankless, On-Demand | 199900 |  | 96% | 375 | 750 | 375 | 300 | 100
204237879 | NORITZ | NCC199CDV (GQ-C3260WZ-FF US) | Tankless, On-Demand | 199900 |  | 97% | 375 | 750 | 375 | 300 | 100
202395894 | NORITZ | NCC199DV (GQ-C3257WZ-FF US) | Tankless, On-Demand | 199900 |  | 91% | 375 | 750 | 375 | 300 | 100
202395895 | NORITZ | NCC199OD (GQ-C3257WZ US) | Tankless, On-Demand | 199900 |  | 91% | 375 | 750 | 375 | 300 | 100
10567784 | NORITZ | NCC300DV (GQ-C5032WZ-FF US) | Volume WH (Domestic Hot Water Boiler) | 300000 | 97% |  | 900 | 1800 | 900 | 300 | 0
10567785 | NORITZ | NCC300OD (GQ-C5032WZ US) | Volume WH (Domestic Hot Water Boiler) | 300000 | 97% |  | 900 | 1800 | 900 | 300 | 0
10445899 | NORITZ | NRC111DV (GQ-C3257WX-FF US) | Tankless, On-Demand | 199900 |  | 91% | 375 | 750 | 375 | 300 | 100
10445900 | NORITZ | NRC111OD (GQ-C3257WX US) | Tankless, On-Demand | 199900 |  | 91% | 375 | 750 | 375 | 300 | 100
10445896 | NORITZ | NRC98DV (GQ-C2857WS-FF US) | Tankless, On-Demand | 180000 |  | 91% | 375 | 750 | 375 | 300 | 100
202326840 | NORITZ | NRC98OD (GQ-C2857WS US) | Tankless, On-Demand | 180000 |  | 92% | 375 | 750 | 375 | 300 | 100
7169550 | NORITZ | NRC661A-DV-NG | Tankless, On-Demand | 120000 |  | 95% | 375 | 750 | 375 | 300 | 100
7170855 | NORITZ | NRC661A-OD-NG | Tankless, On-Demand | 120000 |  | 95% | 375 | 750 | 375 | 300 | 100
7169557 | NORITZ | NRC711-DV-NG | Tankless, On-Demand | 157000 |  | 94% | 375 | 750 | 375 | 300 | 100
7169554 | NORITZ | NRC711-OD-NG | Tankless, On-Demand | 157000 |  | 94% | 375 | 750 | 375 | 300 | 100
7432741 | NORITZ | NRCP1112-DV-NG | Tankless, On-Demand | 199000 |  | 94% | 375 | 750 | 375 | 300 | 100
202607449 | NORITZ | NRCP111-DV | Tankless, On-Demand | 199000 |  | 94% | 375 | 750 | 375 | 300 | 100
7432737 | NORITZ | NRCP982-DV-NG | Tankless, On-Demand | 180000 |  | 94% | 375 | 750 | 375 | 300 | 100
202607450 | NORITZ | NRCP98-DV | Tankless, On-Demand | 180000 |  | 94% | 375 | 750 | 375 | 300 | 100
7169548 | NORITZ | NRC98-OD-NG | Tankless, On-Demand | 180000 |  | 96% | 375 | 750 | 375 | 300 | 100
204237882 | NORITZ | NRCR111DV (GQ-C3260WXQ-FF US) | Tankless, On-Demand | 199900 |  | 97% | 375 | 750 | 375 | 300 | 100
204237880 | NORITZ | NRCR92DV (GQ-C2660WXQ-FF US) | Tankless, On-Demand | 165000 |  | 97% | 375 | 750 | 375 | 300 | 100
| NTI | GF 200 | Tankless, On-Demand | 199900 |  | 96% | 375 | 750 | 375 | 300 | 100
| NTI | S120 | Indirect | None |  |  | 375 | 750 | 375 | 300 | 300
| NTI | S40 | Indirect | None |  |  | 375 | 750 | 375 | 300 | 300
| NTI | S65 | Indirect | None |  |  | 375 | 750 | 375 | 300 | 300
| NTI | S80 | Indirect | None |  |  | 375 | 750 | 375 | 300 | 300
206185791 | NTI | LX600WH | Volume WH (Domestic Hot Water Boiler) | 600000 | 96% |  | 1800 | 3600 | 1800 | 300 | 0
206185786 | NTI | LX400WH | Volume WH (Domestic Hot Water Boiler) | 399000 | 96% |  | 1197 | 2394 | 1197 | 300 | 0
206185787 | NTI | LX500WH | Volume WH (Domestic Hot Water Boiler) | 500000 | 96% |  | 1500 | 3000 | 1500 | 300 | 0
206185788 | NTI | LX700WH | Volume WH (Domestic Hot Water Boiler) | 700000 | 96% |  | 2100 | 4200 | 2100 | 300 | 0
206185789 | NTI | LX800WH | Volume WH (Domestic Hot Water Boiler) | 800000 | 96% |  | 2400 | 4800 | 2400 | 300 | 0
206185790 | NTI | LX300WH | Volume WH (Domestic Hot Water Boiler) | 275000 | 96% |  | 825 | 1650 | 825 | 300 | 0
202555343 | Patterson-Kelley | HC-1000 | Volume WH (Domestic Hot Water Boiler) | 1000000 | 95% |  | 3000 | 6000 | 3000 | 300 | 0
202126401 | Patterson-Kelley | HC-800 | Volume WH (Domestic Hot Water Boiler) | 800000 | 94% |  | 2400 | 4800 | 2400 | 300 | 0
205312077 | Patterson-Kelley, LLC | SCD-650 | Volume WH (Domestic Hot Water Boiler) | 650000 | 95% |  | 1950 | 3900 | 1950 | 300 | 0
205312078 | Patterson-Kelley, LLC | SCD-750 | Volume WH (Domestic Hot Water Boiler) | 750000 | 95% |  | 2250 | 4500 | 2250 | 300 | 0
205312079 | Patterson-Kelley, LLC | SCD-850 | Volume WH (Domestic Hot Water Boiler) | 850000 | 95% |  | 2550 | 5100 | 2550 | 300 | 0
205312080 | Patterson-Kelley, LLC | SCD-1000 | Volume WH (Domestic Hot Water Boiler) | 1000000 | 95% |  | 3000 | 6000 | 3000 | 300 | 0
205123943 | Pavilion | UT199DV (GQ-C3260WX-FF PB US) | Tankless, On-Demand | 199900 |  | 95% | 375 | 750 | 375 | 300 | 100
205123944 | Pavilion | PR199DV (GQ-C3260WXQ-FF PB US) | Tankless, On-Demand | 199900 |  | 95% | 375 | 750 | 375 | 300 | 100
202449487 | PEERLESS | PV-120 | Indirect | None |  |  | 375 | 750 | 375 | 300 | 300
202449485 | PEERLESS | PV-40 | Indirect | None |  |  | 375 | 750 | 375 | 300 | 300
202449486 | PEERLESS | PV-60 | Indirect | None |  |  | 375 | 750 | 375 | 300 | 300
202449488 | PEERLESS | PV-80 | Indirect | None |  |  | 375 | 750 | 375 | 300 | 300
| PUREPRO | PRO41Z100 | Indirect | None |  |  | 375 | 750 | 375 | 300 | 300
| PUREPRO | PRO41Z100CT | Indirect | None |  |  | 375 | 750 | 375 | 300 | 300
| PUREPRO | PRO41Z140 | Indirect | None |  |  | 375 | 750 | 375 | 300 | 300
| PUREPRO | PRO41ZPG-P | Indirect | None |  |  | 375 | 750 | 375 | 300 | 300
| PUREPRO | PRO80Z100 | Indirect | None |  |  | 375 | 750 | 375 | 300 | 300
| PUREPRO | PRO80Z140 | Indirect | None |  |  | 375 | 750 | 375 | 300 | 300
| PUREPRO | PRO80ZPG-P | Indirect | None |  |  | 375 | 750 | 375 | 300 | 300
10562609 | PUREPRO | PROTL175CN | Tankless, On-Demand | 175000 |  | 91% | 375 | 750 | 375 | 300 | 100
10562607 | PUREPRO | PROTL199CN | Tankless, On-Demand | 199000 |  | 92% | 375 | 750 | 375 | 300 | 100
| PVI | 20 L 25A-RGC | Volume WH (Domestic Hot Water Boiler) | 199000 | 96% |  | 598.5 | 1197 | 598.5 | 300 | 0
| PVI | CEN 2000 | Volume WH (Domestic Hot Water Boiler) | 2000000 | 96% |  | 6000 | 12000 | 6000 | 300 | 0
| PVI | 100 L 1000A-TPX | Volume WH (Domestic Hot Water Boiler) | 1000000 | 96% |  | 3000 | 6000 | 3000 | 300 | 0
| PVI | 100 L 1250A-TPX | Volume WH (Domestic Hot Water Boiler) | 1000000 | 96% |  | 3000 | 6000 | 3000 | 300 | 0
| PVI | 100 L 130A-GCML | Volume WH (Domestic Hot Water Boiler) | 999000 | 95% |  | 2997 | 5994 | 2997 | 300 | 0
| PVI | 100 L 1500A-TPX | Volume WH (Domestic Hot Water Boiler) | 1000000 | 96% |  | 3000 | 6000 | 3000 | 300 | 0
| PVI | 100 L 225A-PVX | Volume WH (Domestic Hot Water Boiler) | 999000 | 95% |  | 2997 | 5994 | 2997 | 300 | 0
| PVI | 100 L 250A-TPX | Volume WH (Domestic Hot Water Boiler) | 1000000 | 96% |  | 3000 | 6000 | 3000 | 300 | 0
| PVI | 100 L 300A-TPX | Volume WH (Domestic Hot Water Boiler) | 1000000 | 96% |  | 3000 | 6000 | 3000 | 300 | 0
| PVI | 100 L 400A-TPX | Volume WH (Domestic Hot Water Boiler) | 1000000 | 96% |  | 3000 | 6000 | 3000 | 300 | 0
| PVI | 100 L 500A-TPX | Volume WH (Domestic Hot Water Boiler) | 1000000 | 96% |  | 3000 | 6000 | 3000 | 300 | 0
| PVI | 100 L 600A-TPX | Volume WH (Domestic Hot Water Boiler) | 1000000 | 96% |  | 3000 | 6000 | 3000 | 300 | 0
| PVI | 100 L 750A-TPX | Volume WH (Domestic Hot Water Boiler) | 1000000 | 96% |  | 3000 | 6000 | 3000 | 300 | 0
| PVI | 100 L 900A-TPX | Volume WH (Domestic Hot Water Boiler) | 1000000 | 96% |  | 3000 | 6000 | 3000 | 300 | 0
| PVI | 130 L 1000A-TPX | Volume WH (Domestic Hot Water Boiler) | 1300000 | 96% |  | 3900 | 7800 | 3900 | 300 | 0
| PVI | 130 L 1250A-TPX | Volume WH (Domestic Hot Water Boiler) | 1300000 | 96% |  | 3900 | 7800 | 3900 | 300 | 0
| PVI | 130 L 1500A-TPX | Volume WH (Domestic Hot Water Boiler) | 1300000 | 96% |  | 3900 | 7800 | 3900 | 300 | 0
| PVI | 130 L 250A-TPX | Volume WH (Domestic Hot Water Boiler) | 1300000 | 96% |  | 3900 | 7800 | 3900 | 300 | 0
| PVI | 130 L 300A-TPX | Volume WH (Domestic Hot Water Boiler) | 1300000 | 96% |  | 3900 | 7800 | 3900 | 300 | 0
| PVI | 130 L 400A-TPX | Volume WH (Domestic Hot Water Boiler) | 1300000 | 96% |  | 3900 | 7800 | 3900 | 300 | 0
| PVI | 130 L 500A-TPX | Volume WH (Domestic Hot Water Boiler) | 1300000 | 96% |  | 3900 | 7800 | 3900 | 300 | 0
| PVI | 130 L 600A-TPX | Volume WH (Domestic Hot Water Boiler) | 1300000 | 96% |  | 3900 | 7800 | 3900 | 300 | 0
| PVI | 130 L 750A-TPX | Volume WH (Domestic Hot Water Boiler) | 1300000 | 96% |  | 3900 | 7800 | 3900 | 300 | 0
| PVI | 130 L 900A-TPX | Volume WH (Domestic Hot Water Boiler) | 1300000 | 96% |  | 3900 | 7800 | 3900 | 300 | 0
| PVI | 1485 L 1200A-TP | Volume WH (Domestic Hot Water Boiler) | 999000 | 98% |  | 2997 | 5994 | 2997 | 300 | 0
| PVI | 1485 L 330A-TP | Volume WH (Domestic Hot Water Boiler) | 999000 | 98% |  | 2997 | 5994 | 2997 | 300 | 0
| PVI | 1485 L 600A-TP | Volume WH (Domestic Hot Water Boiler) | 999000 | 98% |  | 2997 | 5994 | 2997 | 300 | 0
| PVI | 1485 L 950A-TP | Volume WH (Domestic Hot Water Boiler) | 999000 | 98% |  | 2997 | 5994 | 2997 | 300 | 0
| PVI | 1485-L-425A-TP | Volume WH (Domestic Hot Water Boiler) | 999000 | 99% |  | 2997 | 5994 | 2997 | 300 | 0
| PVI | 150 LX 250A-PVIF | Volume WH (Domestic Hot Water Boiler) | 1500000 | 96% |  | 4500 | 9000 | 4500 | 300 | 0
| PVI | 160 L 1000A-TPX | Volume WH (Domestic Hot Water Boiler) | 1600000 | 96% |  | 4800 | 9600 | 4800 | 300 | 0
| PVI | 160 L 1250A-TPX | Volume WH (Domestic Hot Water Boiler) | 1600000 | 96% |  | 4800 | 9600 | 4800 | 300 | 0
| PVI | 160 L 1500A-TPX | Volume WH (Domestic Hot Water Boiler) | 1600000 | 96% |  | 4800 | 9600 | 4800 | 300 | 0
| PVI | 160 L 250A-TPX | Volume WH (Domestic Hot Water Boiler) | 1600000 | 96% |  | 4800 | 9600 | 4800 | 300 | 0
| PVI | 160 L 300A-TPX | Volume WH (Domestic Hot Water Boiler) | 1600000 | 96% |  | 4800 | 9600 | 4800 | 300 | 0
| PVI | 160 L 400A-TPX | Volume WH (Domestic Hot Water Boiler) | 1600000 | 96% |  | 4800 | 9600 | 4800 | 300 | 0
| PVI | 160 L 500A-TPX | Volume WH (Domestic Hot Water Boiler) | 1600000 | 96% |  | 4800 | 9600 | 4800 | 300 | 0
| PVI | 160 L 600A-TPX | Volume WH (Domestic Hot Water Boiler) | 1600000 | 96% |  | 4800 | 9600 | 4800 | 300 | 0
| PVI | 160 L 750A-TPX | Volume WH (Domestic Hot Water Boiler) | 1600000 | 96% |  | 4800 | 9600 | 4800 | 300 | 0
| PVI | 160 L 900A-TPX | Volume WH (Domestic Hot Water Boiler) | 1600000 | 96% |  | 4800 | 9600 | 4800 | 300 | 0
| PVI | 180 LX 250A-PVIF | Volume WH (Domestic Hot Water Boiler) | 1800000 | 96% |  | 5400 | 10800 | 5400 | 300 | 0
| PVI | 180 LX 300A-PVIF | Volume WH (Domestic Hot Water Boiler) | 1800000 | 96% |  | 5400 | 10800 | 5400 | 300 | 0
| PVI | 20 L 100A-GCL | Storage | 199900 | 97% |  | 599.7 | 1199.4 | 599.7 | 0 | 200
| PVI | 200 LX 250A-PVIF | Volume WH (Domestic Hot Water Boiler) | 2000000 | 96% |  | 6000 | 12000 | 6000 | 300 | 0
| PVI | 200 LX 300A-PVIF | Volume WH (Domestic Hot Water Boiler) | 2000000 | 96% |  | 6000 | 12000 | 6000 | 300 | 0
| PVI | 2228 L 1200A-TP | Volume WH (Domestic Hot Water Boiler) | 1500000 | 97% |  | 4500 | 9000 | 4500 | 300 | 0
| PVI | 2228 L 330A-TP | Volume WH (Domestic Hot Water Boiler) | 1500000 | 97% |  | 4500 | 9000 | 4500 | 300 | 0
| PVI | 2228 L 425A-TP | Volume WH (Domestic Hot Water Boiler) | 1500000 | 97% |  | 4500 | 9000 | 4500 | 300 | 0
| PVI | 2228 L 600A-TP | Volume WH (Domestic Hot Water Boiler) | 1500000 | 97% |  | 4500 | 9000 | 4500 | 300 | 0
| PVI | 2228 L 950A-TP | Volume WH (Domestic Hot Water Boiler) | 1500000 | 97% |  | 4500 | 9000 | 4500 | 300 | 0
| PVI | 25 L 100A-GCL | Storage | 250000 | 97% |  | 750 | 1500 | 750 | 0 | 200
| PVI | 2971 L 1200A-TP | Volume WH (Domestic Hot Water Boiler) | 1950000 | 97% |  | 5850 | 11700 | 5850 | 300 | 0
| PVI | 2971 L 330A-TP | Volume WH (Domestic Hot Water Boiler) | 1950000 | 97% |  | 5850 | 11700 | 5850 | 300 | 0
| PVI | 2971 L 425A-TP | Volume WH (Domestic Hot Water Boiler) | 1950000 | 97% |  | 5850 | 11700 | 5850 | 300 | 0
| PVI | 2971 L 600A-TP | Volume WH (Domestic Hot Water Boiler) | 1950000 | 97% |  | 5850 | 11700 | 5850 | 300 | 0
| PVI | 2971 L 950A-TP | Volume WH (Domestic Hot Water Boiler) | 1950000 | 97% |  | 5850 | 11700 | 5850 | 300 | 0
| PVI | 30 L 100A-GCL | Storage | 300000 | 97% |  | 900 | 1800 | 900 | 0 | 200
| PVI | 40 L 130A-GCL | Storage | 399000 | 96% |  | 1197 | 2394 | 1197 | 0 | 200
| PVI | 50 L 1000A-TPX | Volume WH (Domestic Hot Water Boiler) | 500000 | 96% |  | 1500 | 3000 | 1500 | 300 | 0
| PVI | 50 L 1250A-TPX | Volume WH (Domestic Hot Water Boiler) | 500000 | 96% |  | 1500 | 3000 | 1500 | 300 | 0
| PVI | 50 L 1500A-TPX | Volume WH (Domestic Hot Water Boiler) | 500000 | 96% |  | 1500 | 3000 | 1500 | 300 | 0
| PVI | 50 L 225A-PVX | Volume WH (Domestic Hot Water Boiler) | 500000 | 95% |  | 1500 | 3000 | 1500 | 300 | 0
| PVI | 50 L 300A-TPX | Volume WH (Domestic Hot Water Boiler) | 500000 | 96% |  | 1500 | 3000 | 1500 | 300 | 0
| PVI | 50 L 400A-TPX | Volume WH (Domestic Hot Water Boiler) | 500000 | 96% |  | 1500 | 3000 | 1500 | 300 | 0
| PVI | 50 L 500A-TPX | Volume WH (Domestic Hot Water Boiler) | 500000 | 96% |  | 1500 | 3000 | 1500 | 300 | 0
| PVI | 50 L 600A-TPX | Volume WH (Domestic Hot Water Boiler) | 500000 | 96% |  | 1500 | 3000 | 1500 | 300 | 0
| PVI | 50 L 750A-TPX | Volume WH (Domestic Hot Water Boiler) | 500000 | 96% |  | 1500 | 3000 | 1500 | 300 | 0
| PVI | 50 L 900A-TPX | Volume WH (Domestic Hot Water Boiler) | 500000 | 96% |  | 1500 | 3000 | 1500 | 300 | 0
| PVI | 50 LX 300A-PVIF | Volume WH (Domestic Hot Water Boiler) | 500000 | 96% |  | 1500 | 3000 | 1500 | 300 | 0
| PVI | 50 L 130A-GCML | Volume WH (Domestic Hot Water Boiler) | 500000 | 97% |  | 1500 | 3000 | 1500 | 300 | 0
| PVI | 60 L 130A-GCML | Volume WH (Domestic Hot Water Boiler) | 600000 | 97% |  | 1800 | 3600 | 1800 | 300 | 0
| PVI | 70 L 130A-GCML | Volume WH (Domestic Hot Water Boiler) | 700000 | 97% |  | 2100 | 4200 | 2100 | 300 | 0
| PVI | 742 L 1200A-TP | Volume WH (Domestic Hot Water Boiler) | 500000 | 98% |  | 1500 | 3000 | 1500 | 300 | 0
| PVI | 742 L 425A-TP | Volume WH (Domestic Hot Water Boiler) | 500000 | 98% |  | 1500 | 3000 | 1500 | 300 | 0
| PVI | 742 L 600A-TP | Volume WH (Domestic Hot Water Boiler) | 500000 | 98% |  | 1500 | 3000 | 1500 | 300 | 0
| PVI | 742 L 950A-TP | Volume WH (Domestic Hot Water Boiler) | 500000 | 98% |  | 1500 | 3000 | 1500 | 300 | 0
| PVI | 75 L 1000A-TPX | Volume WH (Domestic Hot Water Boiler) | 750000 | 96% |  | 2250 | 4500 | 2250 | 300 | 0
| PVI | 75 L 1250A-TPX | Volume WH (Domestic Hot Water Boiler) | 750000 | 96% |  | 2250 | 4500 | 2250 | 300 | 0
| PVI | 75 L 1500A-TPX | Volume WH (Domestic Hot Water Boiler) | 750000 | 96% |  | 2250 | 4500 | 2250 | 300 | 0
| PVI | 75 L 225A-PVX | Volume WH (Domestic Hot Water Boiler) | 750000 | 95% |  | 2250 | 4500 | 2250 | 300 | 0
| PVI | 75 L 300A-TPX | Volume WH (Domestic Hot Water Boiler) | 750000 | 96% |  | 2250 | 4500 | 2250 | 300 | 0
| PVI | 75 L 400A-TPX | Volume WH (Domestic Hot Water Boiler) | 750000 | 96% |  | 2250 | 4500 | 2250 | 300 | 0
| PVI | 75 L 500A-TPX | Volume WH (Domestic Hot Water Boiler) | 750000 | 96% |  | 2250 | 4500 | 2250 | 300 | 0
| PVI | 75 L 600A-TPX | Volume WH (Domestic Hot Water Boiler) | 750000 | 96% |  | 2250 | 4500 | 2250 | 300 | 0
| PVI | 75 L 750A-TPX | Volume WH (Domestic Hot Water Boiler) | 750000 | 96% |  | 2250 | 4500 | 2250 | 300 | 0
| PVI | 75 L 900A-TPX | Volume WH (Domestic Hot Water Boiler) | 750000 | 96% |  | 2250 | 4500 | 2250 | 300 | 0
| PVI | 75 LX 300A-PVIF | Volume WH (Domestic Hot Water Boiler) | 750000 | 96% |  | 2250 | 4500 | 2250 | 300 | 0
| PVI | 80 L 130A-GCML | Volume WH (Domestic Hot Water Boiler) | 800000 | 97% |  | 2400 | 4800 | 2400 | 300 | 0
| PVI | 90 L 130A-GCML | Volume WH (Domestic Hot Water Boiler) | 900000 | 95% |  | 2700 | 5400 | 2700 | 300 | 0
| PVI | 90 LX 300A-PVIF | Volume WH (Domestic Hot Water Boiler) | 900000 | 96% |  | 2700 | 5400 | 2700 | 300 | 0
| PVI | EL8C | Volume WH (Domestic Hot Water Boiler) | 800000 | 96% |  | 2400 | 4800 | 2400 | 300 | 0
| PVI | 100 SLX 300A-PVIF | Storage | 999000 | 96% |  | 2997 | 5994 | 2997 | 0 | 200
| PVI | 150 LX 300A-PVIF | Volume WH (Domestic Hot Water Boiler) | 1500000 | 96% |  | 4500 | 9000 | 4500 | 300 | 0
10445848 | RAYPAK | RSIT115 | Indirect | None |  |  | 375 | 750 | 375 | 300 | 300
10445843 | RAYPAK | RSIT30 | Indirect | None |  |  | 375 | 750 | 375 | 300 | 300
10445844 | RAYPAK | RSIT40 | Indirect | None |  |  | 375 | 750 | 375 | 300 | 300
10445845 | RAYPAK | RSIT50 | Indirect | None |  |  | 375 | 750 | 375 | 300 | 300
10445846 | RAYPAK | RSIT65 | Indirect | None |  |  | 375 | 750 | 375 | 300 | 300
10445847 | RAYPAK | RSIT80 | Indirect | None |  |  | 375 | 750 | 375 | 300 | 300
EWSH195 | RAYPAK | WH7-1005A | Volume WH (Domestic Hot Water Boiler) | 999000 | 96% |  | 2997 | 5994 | 2997 | 300 | 0
EWSH196 | RAYPAK | WH7-1505A | Volume WH (Domestic Hot Water Boiler) | 1500000 | 96% |  | 4500 | 9000 | 4500 | 300 | 0
EWSH197 | RAYPAK | WH7-2005A | Volume WH (Domestic Hot Water Boiler) | 1999000 | 96% |  | 5997 | 11994 | 5997 | 300 | 0
EWSH198 | RAYPAK | WH7-2505 | Volume WH (Domestic Hot Water Boiler) | 2501000 | 95% |  | 7503 | 15006 | 7503 | 300 | 0
EWSH190 | RAYPAK | WH7-300A | Volume WH (Domestic Hot Water Boiler) | 300000 | 95% |  | 900 | 1800 | 900 | 300 | 0
EWSH191 | RAYPAK | WH7-400A | Volume WH (Domestic Hot Water Boiler) | 399000 | 95% |  | 1197 | 2394 | 1197 | 300 | 0
EWSH192 | RAYPAK | WH7-500A | Volume WH (Domestic Hot Water Boiler) | 500000 | 95% |  | 1500 | 3000 | 1500 | 300 | 0
EWSH193 | RAYPAK | WH7-700A | Volume WH (Domestic Hot Water Boiler) | 700000 | 95% |  | 2100 | 4200 | 2100 | 300 | 0
EWSH194 | RAYPAK | WH7-850A | Volume WH (Domestic Hot Water Boiler) | 850000 | 95% |  | 2550 | 5100 | 2550 | 300 | 0
EWSH199 | RAYPAK | WH7-3005 | Volume WH (Domestic Hot Water Boiler) | 3000000 | 95% |  | 9000 | 18000 | 9000 | 300 | 0
EWSH200 | RAYPAK | WH7-3505 | Volume WH (Domestic Hot Water Boiler) | 3500000 | 95% |  | 10500 | 21000 | 10500 | 300 | 0
EWSH201 | RAYPAK | WH7-4005 | Volume WH (Domestic Hot Water Boiler) | 4000000 | 95% |  | 12000 | 24000 | 12000 | 300 | 0
EWSH202 | RAYPAK | WH7-300B | Volume WH (Domestic Hot Water Boiler) | 300000 | 96.5% |  | 900 | 1800 | 900 | 300 | 0
EWSH203 | RAYPAK | WH7-400B | Volume WH (Domestic Hot Water Boiler) | 399000 | 96% |  | 1197 | 2394 | 1197 | 300 | 0
EWSH204 | RAYPAK | WH7-500B | Volume WH (Domestic Hot Water Boiler) | 500000 | 96% |  | 1500 | 3000 | 1500 | 300 | 0
EWSH205 | RAYPAK | WH7-650B | Volume WH (Domestic Hot Water Boiler) | 650000 | 96% |  | 1950 | 3900 | 1950 | 300 | 0
EWSH206 | RAYPAK | WH7-800B | Volume WH (Domestic Hot Water Boiler) | 800000 | 96% |  | 2400 | 4800 | 2400 | 300 | 0
EWSH207 | RAYPAK | WH7-1000B | Volume WH (Domestic Hot Water Boiler) | 1000000 | 96% |  | 3000 | 6000 | 3000 | 300 | 0
206703240 | RAYPAK | GHE80SU-130 | Storage | 130000 | 98% |  | 390 | 780 | 390 | 0 | 200
206703241 | RAYPAK | GHE80SU-130A | Storage | 130000 | 98% |  | 390 | 780 | 390 | 0 | 200
206703242 | RAYPAK | GHE80SS-130 | Storage | 130000 | 98% |  | 390 | 780 | 390 | 0 | 200
206703243 | RAYPAK | GHE80SS-130A | Storage | 130000 | 98% |  | 390 | 780 | 390 | 0 | 200
206703244 | RAYPAK | GHE80SU-160 | Storage | 160000 | 97% |  | 480 | 960 | 480 | 0 | 200
206703245 | RAYPAK | GHE80SU-160A | Storage | 160000 | 97% |  | 480 | 960 | 480 | 0 | 200
206703246 | RAYPAK | GHE80SS-160 | Storage | 160000 | 97% |  | 480 | 960 | 480 | 0 | 200
206703247 | RAYPAK | GHE80SS-160A | Storage | 160000 | 97% |  | 480 | 960 | 480 | 0 | 200
206703248 | RAYPAK | GHE80SU-200 | Storage | 200000 | 95% |  | 600 | 1200 | 600 | 0 | 200
206703249 | RAYPAK | GHE80SU-200A | Storage | 200000 | 95% |  | 600 | 1200 | 600 | 0 | 200
206703250 | RAYPAK | GHE80SS-200 | Storage | 200000 | 95% |  | 600 | 1200 | 600 | 0 | 200
206703251 | RAYPAK | GHE80SS-200A | Storage | 200000 | 95% |  | 600 | 1200 | 600 | 0 | 200
206703252 | RAYPAK | GHE80SU-300 | Storage | 300000 | 95% |  | 900 | 1800 | 900 | 0 | 200
206703253 | RAYPAK | GHE80SU-300A | Storage | 300000 | 95% |  | 900 | 1800 | 900 | 0 | 200
206703254 | RAYPAK | GHE80SS-300 | Storage | 300000 | 95% |  | 900 | 1800 | 900 | 0 | 200
206703255 | RAYPAK | GHE80SS-300A | Storage | 300000 | 95% |  | 900 | 1800 | 900 | 0 | 200
206703256 | RAYPAK | GHE100SU-130 | Storage | 130000 | 97% |  | 390 | 780 | 390 | 0 | 200
206703257 | RAYPAK | GHE100SU-130A | Storage | 130000 | 97% |  | 390 | 780 | 390 | 0 | 200
206703258 | RAYPAK | GHE100SS-130 | Storage | 130000 | 97% |  | 390 | 780 | 390 | 0 | 200
206703259 | RAYPAK | GHE100SS-130A | Storage | 130000 | 97% |  | 390 | 780 | 390 | 0 | 200
206703260 | RAYPAK | GHE100SU-160 | Storage | 160000 | 97% |  | 480 | 960 | 480 | 0 | 200
206703261 | RAYPAK | GHE100SU-160A | Storage | 160000 | 97% |  | 480 | 960 | 480 | 0 | 200
206703262 | RAYPAK | GHE100SS-160 | Storage | 160000 | 97% |  | 480 | 960 | 480 | 0 | 200
206703263 | RAYPAK | GHE100SS-160A | Storage | 160000 | 97% |  | 480 | 960 | 480 | 0 | 200
206703264 | RAYPAK | GHE100SU-200 | Storage | 200000 | 97% |  | 600 | 1200 | 600 | 0 | 200
206703265 | RAYPAK | GHE100SU-200A | Storage | 200000 | 97% |  | 600 | 1200 | 600 | 0 | 200
206703266 | RAYPAK | GHE100SS-200 | Storage | 200000 | 97% |  | 600 | 1200 | 600 | 0 | 200
206703267 | RAYPAK | GHE100SS-200A | Storage | 200000 | 97% |  | 600 | 1200 | 600 | 0 | 200
206703268 | RAYPAK | GHE100SU-250 | Storage | 250000 | 96% |  | 750 | 1500 | 750 | 0 | 200
206703269 | RAYPAK | GHE100SU-250A | Storage | 250000 | 96% |  | 750 | 1500 | 750 | 0 | 200
206703270 | RAYPAK | GHE100SS-250 | Storage | 250000 | 96% |  | 750 | 1500 | 750 | 0 | 200
206703271 | RAYPAK | GHE100SS-250A | Storage | 250000 | 96% |  | 750 | 1500 | 750 | 0 | 200
206703272 | RAYPAK | GHE100SU-300 | Storage | 300000 | 96% |  | 900 | 1800 | 900 | 0 | 200
206703273 | RAYPAK | GHE100SU-300A | Storage | 300000 | 96% |  | 900 | 1800 | 900 | 0 | 200
206703274 | RAYPAK | GHE100SS-300 | Storage | 300000 | 96% |  | 900 | 1800 | 900 | 0 | 200
206703275 | RAYPAK | GHE100SS-300A | Storage | 300000 | 96% |  | 900 | 1800 | 900 | 0 | 200
206710924 | RAYPAK | GHE100SU-400 | Storage | 399900 | 95% |  | 1199.7 | 2399.4 | 1199.7 | 0 | 200
206710925 | RAYPAK | GHE100SU-400A | Storage | 399900 | 95% |  | 1199.7 | 2399.4 | 1199.7 | 0 | 200
206710926 | RAYPAK | GHE100SS-400 | Storage | 399900 | 95% |  | 1199.7 | 2399.4 | 1199.7 | 0 | 200
206710927 | RAYPAK | GHE100SS-400A | Storage | 399900 | 95% |  | 1199.7 | 2399.4 | 1199.7 | 0 | 200
8624538 | RBI WATER HEATERS | CW1000 | Volume WH (Domestic Hot Water Boiler) | 1000000 | 96% |  | 3000 | 6000 | 3000 | 300 | 0
8624539 | RBI WATER HEATERS | CW1250 | Volume WH (Domestic Hot Water Boiler) | 1250000 | 96% |  | 3750 | 7500 | 3750 | 300 | 0
8624540 | RBI WATER HEATERS | CW1500 | Volume WH (Domestic Hot Water Boiler) | 1500000 | 95% |  | 4500 | 9000 | 4500 | 300 | 0
8624541 | RBI WATER HEATERS | CW1750 | Volume WH (Domestic Hot Water Boiler) | 1750000 | 95% |  | 5250 | 10500 | 5250 | 300 | 0
8624542 | RBI WATER HEATERS | CW2000 | Volume WH (Domestic Hot Water Boiler) | 2000000 | 94% |  | 6000 | 12000 | 6000 | 300 | 0
8624549 | RBI WATER HEATERS | CW3500 | Volume WH (Domestic Hot Water Boiler) | 3500000 | 94% |  | 10500 | 21000 | 10500 | 300 | 0
8624550 | RBI WATER HEATERS | CW4000 | Volume WH (Domestic Hot Water Boiler) | 4000000 | 95% |  | 12000 | 24000 | 12000 | 300 | 0
8592252 | RBI WATER HEATERS | CW500 | Volume WH (Domestic Hot Water Boiler) | 500000 | 98% |  | 1500 | 3000 | 1500 | 300 | 0
8609706 | RBI WATER HEATERS | CW750 | Volume WH (Domestic Hot Water Boiler) | 750000 | 96% |  | 2250 | 4500 | 2250 | 300 | 0
8624648 | RBI WATER HEATERS | IW1000 | Volume WH (Domestic Hot Water Boiler) | 1000000 | 94% |  | 3000 | 6000 | 3000 | 300 | 0
8592259 | RBI WATER HEATERS | IW199 | Volume WH (Domestic Hot Water Boiler) | 199500 | 95% |  | 598.5 | 1197 | 598.5 | 300 | 0
8592260 | RBI WATER HEATERS | IW399 | Volume WH (Domestic Hot Water Boiler) | 399000 | 96% |  | 1197 | 2394 | 1197 | 300 | 0
8592261 | RBI WATER HEATERS | IW500 | Volume WH (Domestic Hot Water Boiler) | 500000 | 97% |  | 1500 | 3000 | 1500 | 300 | 0
8624628 | RBI WATER HEATERS | IW750 | Volume WH (Domestic Hot Water Boiler) | 750000 | 95% |  | 2250 | 4500 | 2250 | 300 | 0
204617794 | RBI WATER HEATERS | WW1250 | Volume WH (Domestic Hot Water Boiler) | 1250000 | 97% |  | 3750 | 7500 | 3750 | 300 | 0
204617799 | RBI WATER HEATERS | WW1250X | Volume WH (Domestic Hot Water Boiler) | 1250000 | 97% |  | 3750 | 7500 | 3750 | 300 | 0
204617795 | RBI WATER HEATERS | WW1500 | Volume WH (Domestic Hot Water Boiler) | 1500000 | 97% |  | 4500 | 9000 | 4500 | 300 | 0
204617800 | RBI WATER HEATERS | WW1500X | Volume WH (Domestic Hot Water Boiler) | 1500000 | 97% |  | 4500 | 9000 | 4500 | 300 | 0
204617796 | RBI WATER HEATERS | WW2000 | Volume WH (Domestic Hot Water Boiler) | 1999000 | 97% |  | 5997 | 11994 | 5997 | 300 | 0
204617801 | RBI WATER HEATERS | WW2000X | Volume WH (Domestic Hot Water Boiler) | 1999000 | 97% |  | 5997 | 11994 | 5997 | 300 | 0
204713305 | RBI WATER HEATERS | WW2500 | Volume WH (Domestic Hot Water Boiler) | 2500000 | 97% |  | 7500 | 15000 | 7500 | 300 | 0
204713306 | RBI WATER HEATERS | WW2500X | Volume WH (Domestic Hot Water Boiler) | 2500000 | 97% |  | 7500 | 15000 | 7500 | 300 | 0
204617797 | RBI WATER HEATERS | WW3000 | Volume WH (Domestic Hot Water Boiler) | 3000000 | 98% |  | 9000 | 18000 | 9000 | 300 | 0
204617802 | RBI WATER HEATERS | WW3000X | Volume WH (Domestic Hot Water Boiler) | 3000000 | 98% |  | 9000 | 18000 | 9000 | 300 | 0
204617798 | RBI WATER HEATERS | WW4000 | Volume WH (Domestic Hot Water Boiler) | 4000000 | 98% |  | 12000 | 24000 | 12000 | 300 | 0
204617803 | RBI WATER HEATERS | WW4000X | Volume WH (Domestic Hot Water Boiler) | 4000000 | 98% |  | 12000 | 24000 | 12000 | 300 | 0
213355116 | RBI WATER HEATERS | WW0300 | Volume WH (Domestic Hot Water Boiler) | 300000 | 98% |  | 900 | 1800 | 900 | 300 | 0
213355117 | RBI WATER HEATERS | WW0400 | Volume WH (Domestic Hot Water Boiler) | 399000 | 98% |  | 1197 | 2394 | 1197 | 300 | 0
213355243 | RBI WATER HEATERS | WW0350 | Volume WH (Domestic Hot Water Boiler) | 349000 | 97% |  | 1047 | 2094 | 1047 | 300 | 0
213355244 | RBI WATER HEATERS | WW0500 | Volume WH (Domestic Hot Water Boiler) | 500000 | 96% |  | 1500 | 3000 | 1500 | 300 | 0
213355245 | RBI WATER HEATERS | WW0300X | Volume WH (Domestic Hot Water Boiler) | 300000 | 98% |  | 900 | 1800 | 900 | 300 | 0
213355246 | RBI WATER HEATERS | WW0400X | Volume WH (Domestic Hot Water Boiler) | 399000 | 98% |  | 1197 | 2394 | 1197 | 300 | 0
213355284 | RBI WATER HEATERS | WW0650 | Volume WH (Domestic Hot Water Boiler) | 650000 | 97% |  | 1950 | 3900 | 1950 | 300 | 0
213355285 | RBI WATER HEATERS | WW0350X | Volume WH (Domestic Hot Water Boiler) | 349000 | 97% |  | 1047 | 2094 | 1047 | 300 | 0
213355292 | RBI WATER HEATERS | WW1000 | Volume WH (Domestic Hot Water Boiler) | 999000 | 97% |  | 2997 | 5994 | 2997 | 300 | 0
213355293 | RBI WATER HEATERS | WW0500X | Volume WH (Domestic Hot Water Boiler) | 500000 | 96% |  | 1500 | 3000 | 1500 | 300 | 0
213355294 | RBI WATER HEATERS | WW1000X | Volume WH (Domestic Hot Water Boiler) | 999000 | 97% |  | 2997 | 5994 | 2997 | 300 | 0
213355305 | RBI WATER HEATERS | WW0800 | Volume WH (Domestic Hot Water Boiler) | 800000 | 97% |  | 2400 | 4800 | 2400 | 300 | 0
213355306 | RBI WATER HEATERS | WW0650X | Volume WH (Domestic Hot Water Boiler) | 650000 | 97% |  | 1950 | 3900 | 1950 | 300 | 0
213355307 | RBI WATER HEATERS | WW0800X | Volume WH (Domestic Hot Water Boiler) | 800000 | 97% |  | 2400 | 4800 | 2400 | 300 | 0
206842898 | RELIANCE WATER HEATERS | TS-140-GEH 1** | Tankless, On-Demand | 120000 |  | 91% | 375 | 750 | 375 | 300 | 100
206703088 | RELIANCE WATER HEATERS | TS-540-GIH 1** | Tankless, On-Demand | 199000 |  | 93% | 375 | 750 | 375 | 300 | 100
206703089 | RELIANCE WATER HEATERS | TS-540P-GIH 1** | Tankless, On-Demand | 199000 |  | 93% | 375 | 750 | 375 | 300 | 100
207209496 | RELIANCE WATER HEATERS | TS-540X3-GIH 1** | Tankless, On-Demand | 199000 |  | 93% | 375 | 750 | 375 | 300 | 100
10510208 | RELIANCE WATER HEATERS | HE 50 76 NE* 120 | Storage | 76000 | 94% |  | 228 | 456 | 228 | 300 | 200
7058105 | RELIANCE WATER HEATERS | HE 50 100 NE | Storage | 100000 | 96% |  | 300 | 600 | 300 | 300 | 200
7057799 | RELIANCE WATER HEATERS | HE 75100N E* | Storage | 100000 | 96% |  | 300 | 600 | 300 | 300 | 200
7067102 | RELIANCE WATER HEATERS | TS 140GEH 100 | Tankless, On-Demand | 120000 |  | 91% | 375 | 750 | 375 | 300 | 100
7067094 | RELIANCE WATER HEATERS | TS 140GIH 100 | Tankless, On-Demand | 120000 |  | 90% | 375 | 750 | 375 | 300 | 100
5528459 | RELIANCE WATER HEATERS | TS 240GEH 100 | Tankless, On-Demand | 160000 |  | 95% | 375 | 750 | 375 | 300 | 100
5526893 | RELIANCE WATER HEATERS | TS 240GIH 100 | Tankless, On-Demand | 160000 |  | 94% | 375 | 750 | 375 | 300 | 100
5527486 | RELIANCE WATER HEATERS | TS 340GEH 100 | Tankless, On-Demand | 180000 |  | 94% | 375 | 750 | 375 | 300 | 100
5527489 | RELIANCE WATER HEATERS | TS 340GIH 100 | Tankless, On-Demand | 180000 |  | 95% | 375 | 750 | 375 | 300 | 100
5527498 | RELIANCE WATER HEATERS | TS 540GEH 100 | Tankless, On-Demand | 199000 |  | 95% | 375 | 750 | 375 | 300 | 100
5527492 | RELIANCE WATER HEATERS | TS 540GIH 100 | Tankless, On-Demand | 199000 |  | 93% | 375 | 750 | 375 | 300 | 100
205233576 | RELIANCE WATER HEATERS | TS-160X3P-100 | Tankless, On-Demand | 160000 |  | 93% | 375 | 750 | 375 | 300 | 100
205233572 | RELIANCE WATER HEATERS | TS-180X3P-100 | Tankless, On-Demand | 180000 |  | 93% | 375 | 750 | 375 | 300 | 100
205233568 | RELIANCE WATER HEATERS | TS-199X3P-100 | Tankless, On-Demand | 199000 |  | 93% | 375 | 750 | 375 | 300 | 100
202338854 | RELIANCE WATER HEATERS | TS-540P-GEH | Tankless, On-Demand | 199000 |  | 95% | 375 | 750 | 375 | 300 | 100
202338852 | RELIANCE WATER HEATERS | TS-540P-GIH | Tankless, On-Demand | 199000 |  | 93% | 375 | 750 | 375 | 300 | 100
10014427 | RELIANCE WATER HEATERS | TS-540P-NEH | Tankless, On-Demand | 199000 |  | 95% | 375 | 750 | 375 | 300 | 100
10014419 | RELIANCE WATER HEATERS | TS-540P-NIH | Tankless, On-Demand | 199000 |  | 93% | 375 | 750 | 375 | 300 | 100
10275205 | RELIANCE WATER HEATERS | RUF 100 199NE300 | Storage | 199900 | 97% |  | 599.7 | 1199.4 | 599.7 | 0 | 200
10275206 | RELIANCE WATER HEATERS | RUF 100 199NEA 300 | Storage | 199900 | 97% |  | 599.7 | 1199.4 | 599.7 | 0 | 200
10013816 | RELIANCE WATER HEATERS | RUF 100 199PEA 301 | Storage | 199900 | 97% |  | 599.7 | 1199.4 | 599.7 | 0 | 200
7057426 | RELIANCE WATER HEATERS | HE 50 76 NE* | Storage | 76000 | 90% |  | 228 | 456 | 228 | 300 | 200
206340216 | RELIANCE WATER HEATERS | 6-50-YTVIT 1** | Storage | 76000 |  | 88% | 228 | 456 | 228 | 300 | 150
206340220 | RELIANCE WATER HEATERS | 6-50-*TPDT 3** | Storage | 100000 |  | 88% | 300 | 600 | 300 | 300 | 150
206340224 | RELIANCE WATER HEATERS | 6-75- *TPDT 3** | Storage | 100000 |  | 86% | 300 | 600 | 300 | 300 | 200
206167657 | RELIANCE WATER HEATERS | RUF 100 199*E* 3** | Storage | 199000 | 97% |  | 597 | 1194 | 597 | 0 | 200
206703151 | RELIANCE WATER HEATERS | TS-240-GIH 1** | Tankless, On-Demand | 160000 |  | 94% | 375 | 750 | 375 | 300 | 100
206842928 | RELIANCE WATER HEATERS | TS-340-GEH 1** | Tankless, On-Demand | 180000 |  | 94% | 375 | 750 | 375 | 300 | 100
207861923 | RELIANCE WATER HEATERS | TS-240X3-GIH 1** | Tankless, On-Demand | 160000 |  | 94% | 375 | 750 | 375 | 300 | 100
207861959 | RELIANCE WATER HEATERS | TS-340X3-GEH 1** | Tankless, On-Demand | 180000 |  | 94% | 375 | 750 | 375 | 300 | 100
206842884 | RELIANCE WATER HEATERS | TS-140-GIH 1** | Tankless, On-Demand | 120000 |  | 90% | 375 | 750 | 375 | 300 | 100
206842728 | RELIANCE WATER HEATERS | 6-50-UNBFT 1** | Storage | 40000 |  | 70% | 0 | 0 | 0 | 0 | 150
206843216 | RELIANCE WATER HEATERS | 6-40-UBVIT 1** | Storage | 42000 |  | 70% | 0 | 0 | 0 | 0 | 150
206861428 | RELIANCE WATER HEATERS | 6-50-YBVIS 2** | Storage | 40000 |  | 72% | 0 | 0 | 0 | 0 | 200
206861633 | RELIANCE WATER HEATERS | 6-40-YRVIT 2** | Storage | 50000 |  | 70% | 0 | 0 | 0 | 0 | 150
206861810 | RELIANCE WATER HEATERS | 6-50-YRVIT 2** | Storage | 50000 |  | 72% | 0 | 0 | 0 | 0 | 200
206902230 | RELIANCE WATER HEATERS | 6-50-YBPDT 3** | Storage | 45000 |  | 72% | 0 | 0 | 0 | 0 | 200
207471177 | RELIANCE WATER HEATERS | 6-40-*RPCS 1** | Storage | 50000 |  | 90% | 0 | 0 | 0 | 0 | 200
207471182 | RELIANCE WATER HEATERS | 6-50-*XPCS 1** | Storage | 65000 |  | 90% | 0 | 0 | 0 | 0 | 200
206703124 | RELIANCE WATER HEATERS | TS-540-GEH 1** | Tankless, On-Demand | 199000 |  | 95% | 375 | 750 | 375 | 300 | 100
206703125 | RELIANCE WATER HEATERS | TS-540P-GEH 1** | Tankless, On-Demand | 199000 |  | 95% | 375 | 750 | 375 | 300 | 100
206842870 | RELIANCE WATER HEATERS | TS-240-GEH 1** | Tankless, On-Demand | 160000 |  | 95% | 375 | 750 | 375 | 300 | 100
206842914 | RELIANCE WATER HEATERS | TS-340-GIH 1** | Tankless, On-Demand | 180000 |  | 95% | 375 | 750 | 375 | 300 | 100
207209464 | RELIANCE WATER HEATERS | TS-540X3-GEH 1** | Tankless, On-Demand | 199000 |  | 95% | 375 | 750 | 375 | 300 | 100
207861935 | RELIANCE WATER HEATERS | TS-340X3-GIH 1** | Tankless, On-Demand | 180000 |  | 95% | 375 | 750 | 375 | 300 | 100
207861947 | RELIANCE WATER HEATERS | TS-240X3-GEH 1** | Tankless, On-Demand | 160000 |  | 95% | 375 | 750 | 375 | 300 | 100
213881162 | RELIANCE WATER HEATERS | RTHR-199M 1** | Tankless, On-Demand | 199000 |  | 95% | 375 | 750 | 375 | 300 | 100
213881163 | RELIANCE WATER HEATERS | RTHR-199X3 1** | Tankless, On-Demand | 199000 |  | 95% | 375 | 750 | 375 | 300 | 100
213881202 | RELIANCE WATER HEATERS | RTHR-180M 1** | Tankless, On-Demand | 180000 |  | 95% | 375 | 750 | 375 | 300 | 100
213881203 | RELIANCE WATER HEATERS | RTHR-180X3 1** | Tankless, On-Demand | 180000 |  | 95% | 375 | 750 | 375 | 300 | 100
213881218 | RELIANCE WATER HEATERS | RTHR-160M 1** | Tankless, On-Demand | 160000 |  | 95% | 375 | 750 | 375 | 300 | 100
213881219 | RELIANCE WATER HEATERS | RTHR-160X3 1** | Tankless, On-Demand | 160000 |  | 95% | 375 | 750 | 375 | 300 | 100
213286791 | RELIANCE WATER HEATERS | 6-40-UBPVT 1** | Storage | 42000 |  | 73% | 0 | 0 | 0 | 0 | 200
213286797 | RELIANCE WATER HEATERS | 6-50-UBPVT 1** | Storage | 42000 |  | 72% | 0 | 0 | 0 | 0 | 200
205622521 | RHEEM | RTGH-95XLN-2 | Tankless, On-Demand | 199900 |  | 93% | 375 | 750 | 375 | 300 | 100
205622522 | RHEEM | RTGH-90XLN-2 | Tankless, On-Demand | 180000 |  | 93% | 375 | 750 | 375 | 300 | 100
205622523 | RHEEM | RTGH-84XLN-2 | Tankless, On-Demand | 157000 |  | 93% | 375 | 750 | 375 | 300 | 100
205628297 | RHEEM | ECOH200XLN-2 | Tankless, On-Demand | 199900 |  | 93% | 375 | 750 | 375 | 300 | 100
205628312 | RHEEM | ECOH180XLN-2 | Tankless, On-Demand | 180000 |  | 93% | 375 | 750 | 375 | 300 | 100
205628325 | RHEEM | ECOH160XLN-2 | Tankless, On-Demand | 157000 |  | 93% | 375 | 750 | 375 | 300 | 100
206076870 | RHEEM | CRTGH-84DVLN-2 | Tankless, On-Demand | 157000 |  | 93% | 375 | 750 | 375 | 300 | 100
206076872 | RHEEM | CRTGH-90DVLN-2 | Tankless, On-Demand | 180000 |  | 93% | 375 | 750 | 375 | 300 | 100
206076874 | RHEEM | DCRTGH95DVLN-2 | Tankless, On-Demand | 199900 |  | 93% | 375 | 750 | 375 | 300 | 100
203303879 | RHEEM | RTGH-RH10DVLN * | Tankless, On-Demand | 180000 |  | 94% | 375 | 750 | 375 | 300 | 100
206076876 | RHEEM | ECOH180DVRHLN * | Tankless, On-Demand | 180000 |  | 94% | 375 | 750 | 375 | 300 | 100
| RHEEM | HE55-100 | Storage | 100000 | 95% |  | 300 | 600 | 300 | 300 | 200
| RHEEM | GHE100ES-130 | Storage | 130000 | 95% |  | 390 | 780 | 390 | 0 | 200
| RHEEM | GHE100ES-160 | Storage | 160000 | 95% |  | 480 | 960 | 480 | 0 | 200
| RHEEM | GHE100ES-200 | Storage | 199000 | 95% |  | 597 | 1194 | 597 | 0 | 200
| RHEEM | GHE100ES-250 | Storage | 250000 | 95% |  | 750 | 1500 | 750 | 0 | 200
| RHEEM | GHE100ES-300 | Storage | 300000 | 94% |  | 900 | 1800 | 900 | 0 | 200
| RHEEM | GHE80ES-130 | Storage | 130000 | 95% |  | 390 | 780 | 390 | 0 | 200
| RHEEM | GHE80ES-150 | Storage | 150000 | 94% |  | 450 | 900 | 450 | 0 | 200
| RHEEM | GHE80ES-200 | Storage | 199000 | 94% |  | 597 | 1194 | 597 | 0 | 200
| RHEEM | GHE80ES-250 | Storage | 250000 | 95% |  | 750 | 1500 | 750 | 0 | 200
| RHEEM | GHE80ES-300 | Storage | 300000 | 94% |  | 900 | 1800 | 900 | 0 | 200
| RHEEM | THE100ES-130 | Storage | 130000 | 95% |  | 390 | 780 | 390 | 0 | 200
| RHEEM | THE100ES-160 | Storage | 160000 | 95% |  | 480 | 960 | 480 | 0 | 200
| RHEEM | THE100ES-200 | Storage | 199000 | 95% |  | 597 | 1194 | 597 | 0 | 200
| RHEEM | THE100ES-250 | Storage | 250000 | 95% |  | 750 | 1500 | 750 | 0 | 200
| RHEEM | THE100ES-300 | Storage | 300000 | 94% |  | 900 | 1800 | 900 | 0 | 200
| RHEEM | THE80ES-130 | Storage | 130000 | 95% |  | 390 | 780 | 390 | 0 | 200
| RHEEM | THE80ES-150 | Storage | 150000 | 94% |  | 450 | 900 | 450 | 0 | 200
| RHEEM | THE80ES-200 | Storage | 199000 | 94% |  | 597 | 1194 | 597 | 0 | 200
| RHEEM | THE80ES-250 | Storage | 250000 | 95% |  | 750 | 1500 | 750 | 0 | 200
| RHEEM | THE80ES-300 | Storage | 300000 | 94% |  | 900 | 1800 | 900 | 0 | 200
202067548 | RHEEM | CECOH160DVLN-2 | Tankless, On-Demand | 157000 |  | 93% | 375 | 750 | 375 | 300 | 100
202067561 | RHEEM | CECOH180DVLN-2 | Tankless, On-Demand | 180000 |  | 93% | 375 | 750 | 375 | 300 | 100
202068330 | RHEEM | CECOH200DVELN-2 | Tankless, On-Demand | 199900 |  | 93% | 375 | 750 | 375 | 300 | 100
202068374 | RHEEM | CECOH200DVLN-2 | Tankless, On-Demand | 180000 |  | 93% | 375 | 750 | 375 | 300 | 100
10333453 | RHEEM | CECOH200XLN-1 | Tankless, On-Demand | 199900 |  | 93% | 375 | 750 | 375 | 300 | 100
204374411 | RHEEM | CRTG-84DVLN-I | Tankless, On-Demand | 180000 |  | 93% | 375 | 750 | 375 | 300 | 100
202068332 | RHEEM | CRTGH95DVELN-2 | Tankless, On-Demand | 199900 |  | 93% | 375 | 750 | 375 | 300 | 100
202068377 | RHEEM | CRTGH-95DVLN-2 | Tankless, On-Demand | 199900 |  | 93% | 375 | 750 | 375 | 300 | 100
203303908 | RHEEM | CRTGH-RH11DVLN * | Tankless, On-Demand | 199000 |  | 94% | 375 | 750 | 375 | 300 | 100
203303910 | RHEEM | CRTGH-RH11DVLP * | Tankless, On-Demand | 199000 |  | 94% | 375 | 750 | 375 | 300 | 100
202067523 | RHEEM | DCRTGH84DVLN-2 | Tankless, On-Demand | 157000 |  | 93% | 375 | 750 | 375 | 300 | 100
202068334 | RHEEM | DCRTGH95DVELN-2 | Tankless, On-Demand | 199900 |  | 93% | 375 | 750 | 375 | 300 | 100
202067229 | RHEEM | ECOH120DVLN-2 | Tankless, On-Demand | 120000 |  | 91% | 375 | 750 | 375 | 300 | 100
202067517 | RHEEM | ECOH120XLN-2 | Tankless, On-Demand | 120000 |  | 91% | 375 | 750 | 375 | 300 | 100
202067525 | RHEEM | ECOH160DVLN-2 | Tankless, On-Demand | 157000 |  | 93% | 375 | 750 | 375 | 300 | 100
202067558 | RHEEM | ECOH180DVELN-2 | Tankless, On-Demand | 180000 |  | 93% | 375 | 750 | 375 | 300 | 100
202067550 | RHEEM | ECOH180DVLN-2 | Tankless, On-Demand | 180000 |  | 93% | 375 | 750 | 375 | 300 | 100
10526000 | RHEEM | ECOH180DVRHLN | Tankless, On-Demand | 180000 |  | 94% | 375 | 750 | 375 | 300 | 100
10526001 | RHEEM | ECOH180DVRHLP | Tankless, On-Demand | 180000 |  | 94% | 375 | 750 | 375 | 300 | 100
202068322 | RHEEM | ECOH200DVELN-2 | Tankless, On-Demand | 199900 |  | 93% | 375 | 750 | 375 | 300 | 100
202068313 | RHEEM | ECOH200DVLN-2 | Tankless, On-Demand | 199900 |  | 93% | 375 | 750 | 375 | 300 | 100
203303904 | RHEEM | ECOH200DVRHLN * | Tankless, On-Demand | 199000 |  | 94% | 375 | 750 | 375 | 300 | 100
202068338 | RHEEM | ESGH-95-DVLN-2 | Tankless, On-Demand | 199900 |  | 93% | 375 | 750 | 375 | 300 | 100
10445854 | RHEEM | MSIT115 | Indirect | None |  |  | 375 | 750 | 375 | 300 | 300
10445849 | RHEEM | MSIT30 | Indirect | None |  |  | 375 | 750 | 375 | 300 | 300
10445850 | RHEEM | MSIT40 | Indirect | None |  |  | 375 | 750 | 375 | 300 | 300
10445851 | RHEEM | MSIT50 | Indirect | None |  |  | 375 | 750 | 375 | 300 | 300
10445852 | RHEEM | MSIT65 | Indirect | None |  |  | 375 | 750 | 375 | 300 | 300
10445853 | RHEEM | MSIT80 | Indirect | None |  |  | 375 | 750 | 375 | 300 | 300
202066946 | RHEEM | RTGH-68DVLN-2 | Tankless, On-Demand | 120000 |  | 91% | 375 | 750 | 375 | 300 | 100
202067511 | RHEEM | RTGH-68XLN-2 | Tankless, On-Demand | 120000 |  | 91% | 375 | 750 | 375 | 300 | 100
202067519 | RHEEM | RTGH-84DVLN-2 | Tankless, On-Demand | 157000 |  | 93% | 375 | 750 | 375 | 300 | 100
10338860 | RHEEM | RTGH-84XLN-1 | Tankless, On-Demand | 157000 |  | 93% | 375 | 750 | 375 | 300 | 100
202067549 | RHEEM | RTGH-90DVLN-2 | Tankless, On-Demand | 180000 |  | 93% | 375 | 750 | 375 | 300 | 100
202068324 | RHEEM | RTGH-95DVELN-2 | Tankless, On-Demand | 199900 |  | 93% | 375 | 750 | 375 | 300 | 100
202067565 | RHEEM | RTGH-95DVLN-2 | Tankless, On-Demand | 199900 |  | 93% | 375 | 750 | 375 | 300 | 100
10345346 | RHEEM | RTGH-C95DVLN | Tankless, On-Demand | 199900 |  | 93% | 375 | 750 | 375 | 300 | 100
10345350 | RHEEM | RTGH-C95XLN | Tankless, On-Demand | 199900 |  | 93% | 375 | 750 | 375 | 300 | 100
10345349 | RHEEM | RTGH-CM95DVLN | Tankless, On-Demand | 199900 |  | 93% | 375 | 750 | 375 | 300 | 100
10345353 | RHEEM | RTGH-CM95XLN | Tankless, On-Demand | 199900 |  | 93% | 375 | 750 | 375 | 300 | 100
10525998 | RHEEM | RTGH-RH10DVLN | Tankless, On-Demand | 180000 |  | 94% | 375 | 750 | 375 | 300 | 100
10525999 | RHEEM | RTGH-RH10DVLP | Tankless, On-Demand | 180000 |  | 94% | 375 | 750 | 375 | 300 | 100
203303878 | RHEEM | RTGH-RH11DVLN * | Tankless, On-Demand | 199000 |  | 94% | 375 | 750 | 375 | 300 | 100
203303912 | RHEEM | RUTGH-RH10DVLN * | Tankless, On-Demand | 180000 |  | 94% | 375 | 750 | 375 | 300 | 100
203303913 | RHEEM | RUTGH-RH10DVLP * | Tankless, On-Demand | 180000 |  | 94% | 375 | 750 | 375 | 300 | 100
201977733 | RHEEM | GHE100SS-130 | Storage | 130000 | 97% |  | 390 | 780 | 390 | 0 | 200
201977734 | RHEEM | GHE100SS-130A | Storage | 130000 | 97% |  | 390 | 780 | 390 | 0 | 200
201977708 | RHEEM | GHE100SU-130 | Storage | 130000 | 97% |  | 390 | 780 | 390 | 0 | 200
201977732 | RHEEM | GHE100SU-130A | Storage | 130000 | 97% |  | 390 | 780 | 390 | 0 | 200
201977715 | RHEEM | GHE80SS-130 | Storage | 130000 | 98% |  | 390 | 780 | 390 | 0 | 200
201977716 | RHEEM | GHE80SS-130A | Storage | 130000 | 98% |  | 390 | 780 | 390 | 0 | 200
201977702 | RHEEM | GHE80SU-130 | Storage | 130000 | 98% |  | 390 | 780 | 390 | 0 | 200
201977714 | RHEEM | GHE80SU-130A | Storage | 130000 | 98% |  | 390 | 780 | 390 | 0 | 200
201977736 | RHEEM | GHE100SS-160 | Storage | 160000 | 97% |  | 480 | 960 | 480 | 0 | 200
201977737 | RHEEM | GHE100SS-160A | Storage | 160000 | 97% |  | 480 | 960 | 480 | 0 | 200
201977709 | RHEEM | GHE100SU-160 | Storage | 160000 | 97% |  | 480 | 960 | 480 | 0 | 200
201977735 | RHEEM | GHE100SU-160A | Storage | 160000 | 97% |  | 480 | 960 | 480 | 0 | 200
201977718 | RHEEM | GHE80SS-160 | Storage | 160000 | 97% |  | 480 | 960 | 480 | 0 | 200
201977719 | RHEEM | GHE80SS-160A | Storage | 160000 | 97% |  | 480 | 960 | 480 | 0 | 200
201977703 | RHEEM | GHE80SU-160 | Storage | 160000 | 97% |  | 480 | 960 | 480 | 0 | 200
201977717 | RHEEM | GHE80SU-160A | Storage | 160000 | 97% |  | 480 | 960 | 480 | 0 | 200
201928831 | RHEEM | GHE80SS-200 | Storage | 199900 | 95% |  | 599.7 | 1199.4 | 599.7 | 0 | 200
201928832 | RHEEM | GHE80SS-200A | Storage | 199900 | 95% |  | 599.7 | 1199.4 | 599.7 | 0 | 200
201928827 | RHEEM | GHE80SU-200 | Storage | 199900 | 95% |  | 599.7 | 1199.4 | 599.7 | 0 | 200
201928830 | RHEEM | GHE80SU-200A | Storage | 199900 | 95% |  | 599.7 | 1199.4 | 599.7 | 0 | 200
201862828 | RHEEM | GHE100SS-200 | Storage | 200000 | 97% |  | 600 | 1200 | 600 | 0 | 200
201862829 | RHEEM | GHE100SS-200A | Storage | 200000 | 97% |  | 600 | 1200 | 600 | 0 | 200
201862818 | RHEEM | GHE100SU-200 | Storage | 200000 | 97% |  | 600 | 1200 | 600 | 0 | 200
201862827 | RHEEM | GHE100SU-200A | Storage | 200000 | 97% |  | 600 | 1200 | 600 | 0 | 200
201862831 | RHEEM | GHE100SS-250 | Storage | 250000 | 96% |  | 750 | 1500 | 750 | 0 | 200
201862832 | RHEEM | GHE100SS-250A | Storage | 250000 | 96% |  | 750 | 1500 | 750 | 0 | 200
201862819 | RHEEM | GHE100SU-250 | Storage | 250000 | 96% |  | 750 | 1500 | 750 | 0 | 200
201862830 | RHEEM | GHE100SU-250A | Storage | 250000 | 96% |  | 750 | 1500 | 750 | 0 | 200
201977903 | RHEEM | GHE80SS-300 | Storage | 300000 | 95% |  | 900 | 1800 | 900 | 0 | 200
201977904 | RHEEM | GHE80SS-300A | Storage | 300000 | 95% |  | 900 | 1800 | 900 | 0 | 200
201977899 | RHEEM | GHE80SU-300 | Storage | 300000 | 95% |  | 900 | 1800 | 900 | 0 | 200
201977902 | RHEEM | GHE80SU-300A | Storage | 300000 | 95% |  | 900 | 1800 | 900 | 0 | 200
201862834 | RHEEM | GHE100SS-300 | Storage | 300000 | 96% |  | 900 | 1800 | 900 | 0 | 200
201862835 | RHEEM | GHE100SS-300A | Storage | 300000 | 96% |  | 900 | 1800 | 900 | 0 | 200
201862820 | RHEEM | GHE100SU-300 | Storage | 300000 | 96% |  | 900 | 1800 | 900 | 0 | 200
201862833 | RHEEM | GHE100SU-300A | Storage | 300000 | 96% |  | 900 | 1800 | 900 | 0 | 200
201885188 | RHEEM | GHE100SS-400 | Storage | 399900 | 95% |  | 1199.7 | 2399.4 | 1199.7 | 0 | 200
201885183 | RHEEM | GHE100SS-400A | Storage | 399900 | 95% |  | 1199.7 | 2399.4 | 1199.7 | 0 | 200
201885179 | RHEEM | GHE100SU-400 | Storage | 399900 | 95% |  | 1199.7 | 2399.4 | 1199.7 | 0 | 200
201885182 | RHEEM | GHE100SU-400A | Storage | 399900 | 95% |  | 1199.7 | 2399.4 | 1199.7 | 0 | 200
7070745 | RHEEM | GHE80ES-130(A) | Storage | 130000 | 97% |  | 390 | 780 | 390 | 0 | 200
7070747 | RHEEM | GHE80ES-150(A) | Storage | 150000 | 94% |  | 450 | 900 | 450 | 0 | 200
7162574 | RHEEM | GHE80ES-200(A) | Storage | 199000 | 94% |  | 597 | 1194 | 597 | 0 | 200
7162582 | RHEEM | GHE80ES-250(A) | Storage | 250000 | 95% |  | 750 | 1500 | 750 | 0 | 200
7162709 | RHEEM | GHE80ES-300(A) | Storage | 300000 | 94% |  | 900 | 1800 | 900 | 0 | 200
7162580 | RHEEM | THE100ES-130(A) | Storage | 130000 | 95% |  | 390 | 780 | 390 | 0 | 200
7162581 | RHEEM | THE100ES-160(A) | Storage | 160000 | 95% |  | 480 | 960 | 480 | 0 | 200
7162577 | RHEEM | THE100ES-200(A) | Storage | 199000 | 95% |  | 597 | 1194 | 597 | 0 | 200
7162668 | RHEEM | THE100ES-250(A) | Storage | 250000 | 95% |  | 750 | 1500 | 750 | 0 | 200
7162712 | RHEEM | THE100ES-300(A) | Storage | 300000 | 94% |  | 900 | 1800 | 900 | 0 | 200
7057731 | RHEEM | THE100ES-350(A) | Storage | 350000 | 94% |  | 1050 | 2100 | 1050 | 0 | 200
7057732 | RHEEM | THE100ES-400(A) | Storage | 399900 | 94% |  | 1199.7 | 2399.4 | 1199.7 | 0 | 200
7162578 | RHEEM | THE80ES-130(A) | Storage | 130000 | 97% |  | 390 | 780 | 390 | 0 | 200
7162579 | RHEEM | THE80ES-150(A) | Storage | 150000 | 94% |  | 450 | 900 | 450 | 0 | 200
7162575 | RHEEM | THE80ES-200(A) | Storage | 199000 | 94% |  | 597 | 1194 | 597 | 0 | 200
7162583 | RHEEM | THE80ES-250(A) | Storage | 250000 | 95% |  | 750 | 1500 | 750 | 0 | 200
7162710 | RHEEM | THE80ES-300(A) | Storage | 300000 | 94% |  | 900 | 1800 | 900 | 0 | 200
208704997 | RHEEM | GHE119S*-500(A) | Volume WH (Domestic Hot Water Boiler) | 499900 | 95% |  | 1499.7 | 2999.4 | 1499.7 | 300 | 0
6521078 | RHEEM | PROG50S-36N RH67 PV | Storage | 36000 |  | 70% | 0 | 0 | 0 | 0 | 150
6528345 | RHEEM | PRO+G29-60N RH70 ID | Storage | 60000 |  | 71% | 0 | 0 | 0 | 0 | 150
7532775 | RHEEM | XG29T12XR60U0 | Storage | 60000 |  | 71% | 0 | 0 | 0 | 0 | 150
203424735 | RHEEM | XG50S06PV36U0 | Storage | 36000 |  | 70% | 0 | 0 | 0 | 0 | 150
206730794 | RHEEM | PRO+G29T-60N CN70 | Storage | 60000 |  | 71% | 0 | 0 | 0 | 0 | 150
206730795 | RHEEM | DE RP30-60 | Storage | 60000 |  | 71% | 0 | 0 | 0 | 0 | 150
206750828 | RHEEM | D PVS50-36E2 | Storage | 36000 |  | 70% | 0 | 0 | 0 | 0 | 150
206750829 | RHEEM | XG50S06PV36C0 | Storage | 36000 |  | 70% | 0 | 0 | 0 | 0 | 150
206750830 | RHEEM | RC PVS180E2 | Storage | 36000 |  | 70% | 0 | 0 | 0 | 0 | 150
206750832 | RHEEM | PROG50S-36N CN67 PV | Storage | 36000 |  | 70% | 0 | 0 | 0 | 0 | 150
206750834 | RHEEM | PRO+G50S-36N CN67 PV | Storage | 36000 |  | 70% | 0 | 0 | 0 | 0 | 150
5609871 | RHEEM | RHE40S | Storage | 40000 |  | 83% | 0 | 0 | 0 | 0 | 200
5609873 | RHEEM | RHE50 | Storage | 40000 |  | 80% | 0 | 0 | 0 | 0 | 200
206750879 | RHEEM | CNRHE40S | Storage | 40000 |  | 83% | 0 | 0 | 0 | 0 | 200
206752348 | RHEEM | CNRHE50 | Storage | 40000 |  | 80% | 0 | 0 | 0 | 0 | 200
207524746 | RHEEM | GHE75S*-100 | Storage | 100000 | 96% |  | 300 | 600 | 300 | 300 | 200
213300057 | RHEEM | RHCTGH-68DVLN-3 | Tankless, On-Demand | 120000 |  | 90% | 375 | 750 | 375 | 300 | 100
213300060 | RHEEM | RHCTGH-90DVLN-3 | Tankless, On-Demand | 180000 |  | 93% | 375 | 750 | 375 | 300 | 100
213300071 | RHEEM | RHCTGH-95DV*LN-3 | Tankless, On-Demand | 199900 |  | 93% | 375 | 750 | 375 | 300 | 100
212607900 | RHEEM | CRTGH-68DVLN-3 | Tankless, On-Demand | 120000 |  | 90% | 375 | 750 | 375 | 300 | 100
212607902 | RHEEM | DCRTGH68DVLN-3 | Tankless, On-Demand | 120000 |  | 90% | 375 | 750 | 375 | 300 | 100
212607908 | RHEEM | CRTGH-84DVLN-3 | Tankless, On-Demand | 157000 |  | 93% | 375 | 750 | 375 | 300 | 100
212607910 | RHEEM | ECOH160DVLN-3 | Tankless, On-Demand | 157000 |  | 93% | 375 | 750 | 375 | 300 | 100
212607914 | RHEEM | DCRTGH84DVLN-3 | Tankless, On-Demand | 157000 |  | 93% | 375 | 750 | 375 | 300 | 100
212607920 | RHEEM | DCRTGH90DVLN-3 | Tankless, On-Demand | 180000 |  | 93% | 375 | 750 | 375 | 300 | 100
212607921 | RHEEM | CRTGH-90DVLN-3 | Tankless, On-Demand | 180000 |  | 93% | 375 | 750 | 375 | 300 | 100
212607923 | RHEEM | ECOH180DVELN-3 | Tankless, On-Demand | 180000 |  | 93% | 375 | 750 | 375 | 300 | 100
212607925 | RHEEM | CECOH180DVLN-3 | Tankless, On-Demand | 180000 |  | 93% | 375 | 750 | 375 | 300 | 100
212607934 | RHEEM | CRTGH-95DV*LN-3 | Tankless, On-Demand | 199900 |  | 93% | 375 | 750 | 375 | 300 | 100
212607936 | RHEEM | ECOH200DVELN-3 | Tankless, On-Demand | 199900 |  | 93% | 375 | 750 | 375 | 300 | 100
212607938 | RHEEM | CECOH200DVELN-3 | Tankless, On-Demand | 199900 |  | 93% | 375 | 750 | 375 | 300 | 100
212607940 | RHEEM | DCRTGH95DV*LN-3 | Tankless, On-Demand | 199900 |  | 93% | 375 | 750 | 375 | 300 | 100
212614405 | Rheem | RTGH-L199* | Tankless, On-Demand | 199000 |  | 90% | 375 | 750 | 375 | 300 | 100
212614406 | Rheem | CRTGH-L199* | Tankless, On-Demand | 199000 |  | 90% | 375 | 750 | 375 | 300 | 100
212614407 | Rheem | ECOTGH-L199* | Tankless, On-Demand | 199000 |  | 90% | 375 | 750 | 375 | 300 | 100
208798106 | RHEEM | RTGH-S*11* | Tankless, On-Demand | 199900 |  | 96% | 375 | 750 | 375 | 300 | 100
208798107 | RHEEM | RTGH-S*10* | Tankless, On-Demand | 180000 |  | 96% | 375 | 750 | 375 | 300 | 100
214065550 | RHEEM | CECOHS*160*N | Tankless, On-Demand | 157000 |  | 96% | 375 | 750 | 375 | 300 | 100
214065552 | RHEEM | CECOHS*180*N | Tankless, On-Demand | 180000 |  | 96% | 375 | 750 | 375 | 300 | 100
214065554 | RHEEM | CECOHS*200*N | Tankless, On-Demand | 199900 |  | 96% | 375 | 750 | 375 | 300 | 100
214067878 | RHEEM | ECOHS*160*N | Tankless, On-Demand | 157000 |  | 96% | 375 | 750 | 375 | 300 | 100
214067882 | RHEEM | ECOHS*180*N | Tankless, On-Demand | 180000 |  | 96% | 375 | 750 | 375 | 300 | 100
210439881 | RHEEM | CRTGH-S*10* | Tankless, On-Demand | 180000 |  | 96% | 375 | 750 | 375 | 300 | 100
210439882 | RHEEM | CRTGH-S*11* | Tankless, On-Demand | 199900 |  | 96% | 375 | 750 | 375 | 300 | 100
210439884 | RHEEM | ECERTGH-S*10* | Tankless, On-Demand | 180000 |  | 96% | 375 | 750 | 375 | 300 | 100
210439885 | RHEEM | ECERTGH-S*11* | Tankless, On-Demand | 199900 |  | 96% | 375 | 750 | 375 | 300 | 100
213280085 | RHEEM | CECOH160DV*LN-3 | Tankless, On-Demand | 157000 |  | 93% | 375 | 750 | 375 | 300 | 100
213280087 | RHEEM | RHCTGH-84DVLN-3 | Tankless, On-Demand | 157000 |  | 93% | 375 | 750 | 375 | 300 | 100
214067886 | RHEEM | ECOHS*200*N | Tankless, On-Demand | 199900 |  | 96% | 375 | 750 | 375 | 300 | 100
212409466 | RHEEM | RECTGH-S*11*N | Tankless, On-Demand | 199900 |  | 96% | 375 | 750 | 375 | 300 | 100
212409468 | RHEEM | RECTGH-S*10*N | Tankless, On-Demand | 180000 |  | 96% | 375 | 750 | 375 | 300 | 100
212409470 | RHEEM | RECTGH-S*84*N | Tankless, On-Demand | 157000 |  | 96% | 375 | 750 | 375 | 300 | 100
212607763 | RHEEM | RTGH-68DVLN-3 | Tankless, On-Demand | 120000 |  | 90% | 375 | 750 | 375 | 300 | 100
212607764 | RHEEM | RTGH-84DVLN-3 | Tankless, On-Demand | 157000 |  | 93% | 375 | 750 | 375 | 300 | 100
212607765 | RHEEM | RTGH-90DVLN-3 | Tankless, On-Demand | 180000 |  | 93% | 375 | 750 | 375 | 300 | 100
212607766 | RHEEM | RTGH-95DV*LN-3 | Tankless, On-Demand | 199900 |  | 93% | 375 | 750 | 375 | 300 | 100
210615493 | RHEEM | RTGH-S*84* | Tankless, On-Demand | 157000 |  | 96% | 375 | 750 | 375 | 300 | 100
210627642 | RHEEM | CRTGH-S*84* | Tankless, On-Demand | 157000 |  | 96% | 375 | 750 | 375 | 300 | 100
210627643 | RHEEM | ECERTGH-S*84* | Tankless, On-Demand | 157000 |  | 96% | 375 | 750 | 375 | 300 | 100
213365682 | RHEEM | PRO+G29T-60N CN70 ID | Storage | 60000 |  | 71% | 0 | 0 | 0 | 0 | 150
213307154 | RHEEM | PRO+G40-50U RH HE EC1 | Storage | 50000 |  | 90% | 0 | 0 | 0 | 300 | 200
213307156 | RHEEM | XG40T09UHN50U0 | Storage | 50000 |  | 90% | 0 | 0 | 0 | 300 | 200
213307511 | RHEEM | PRO+G50-50U RH HE EC1 | Storage | 50000 |  | 88% | 0 | 0 | 0 | 300 | 200
213307513 | RHEEM | XG50T09UHN50U0 | Storage | 50000 |  | 88% | 0 | 0 | 0 | 300 | 200
213313050 | RHEEM | PROPG75-100U RH HE EC3 | Storage | 100000 |  | 88% | 300 | 600 | 300 | 300 | 200
213313058 | RHEEM | XG75T12UHN100U0 | Storage | 100000 |  | 88% | 300 | 600 | 300 | 300 | 200
210605702 | RHEEM | PROP G50-50* CN HE** | Storage | 50000 |  | 88% | 0 | 0 | 0 | 300 | 200
210605703 | RHEEM | XG50T12UHN50* | Storage | 50000 |  | 88% | 0 | 0 | 0 | 300 | 200
210605705 | RHEEM | ECE G50-50U CN HE* | Storage | 50000 |  | 88% | 0 | 0 | 0 | 300 | 200
210605719 | RHEEM | PROP G50-76* CN HE EC3 | Storage | 76000 |  | 89% | 228 | 456 | 228 | 300 | 200
210605720 | RHEEM | XG50T12UHN76*0 | Storage | 76000 |  | 89% | 228 | 456 | 228 | 300 | 200
210605722 | RHEEM | ECE G50-76U CN HE EC3 | Storage | 76000 |  | 89% | 228 | 456 | 228 | 300 | 200
210605725 | RHEEM | GHE50S*-76 | Storage | 76000 |  | 89% | 228 | 456 | 228 | 300 | 200
210605727 | RHEEM | PROP G50-100* CN HE EC3 | Storage | 100000 |  | 89% | 300 | 600 | 300 | 300 | 200
210605728 | RHEEM | XG50T12UHN100*0 | Storage | 100000 |  | 89% | 300 | 600 | 300 | 300 | 200
210605730 | RHEEM | ECE G50-100U CN HE EC3 | Storage | 100000 |  | 89% | 300 | 600 | 300 | 300 | 200
210605733 | RHEEM | GHE50S*-100 | Storage | 100000 |  | 89% | 300 | 600 | 300 | 300 | 200
210605696 | RHEEM | PROP G40-50* CN HE** | Storage | 50000 |  | 90% | 0 | 0 | 0 | 300 | 200
210605697 | RHEEM | XG40S12UHN50* | Storage | 50000 |  | 90% | 0 | 0 | 0 | 300 | 200
210605699 | RHEEM | ECE G40-50U CN HE* | Storage | 50000 |  | 90% | 0 | 0 | 0 | 300 | 200
210547590 | RHEEM | PROP G40-50* RH HE EC3 | Storage | 50000 |  | 90% | 0 | 0 | 0 | 300 | 200
210547592 | RHEEM | PROP G50-50* RH HE EC3 | Storage | 50000 |  | 88% | 0 | 0 | 0 | 300 | 200
210547593 | RHEEM | PROP G50-76* RH HE EC3 | Storage | 76000 |  | 89% | 228 | 456 | 228 | 300 | 200
210547594 | RHEEM | PROP G50-100* RH HE EC3 | Storage | 100000 |  | 89% | 300 | 600 | 300 | 300 | 200
205628307 | RICHMOND | RMTGH95XLN-2 | Tankless, On-Demand | 199900 |  | 93% | 375 | 750 | 375 | 300 | 100
205628319 | RICHMOND | RMTGH90XLN-2 | Tankless, On-Demand | 180000 |  | 93% | 375 | 750 | 375 | 300 | 100
205628329 | RICHMOND | RMTGH84XLN-2 | Tankless, On-Demand | 157000 |  | 93% | 375 | 750 | 375 | 300 | 100
201977745 | RICHMOND | GHE100SS-130 | Storage | 130000 | 97% |  | 390 | 780 | 390 | 0 | 200
201977746 | RICHMOND | GHE100SS-130A | Storage | 130000 | 97% |  | 390 | 780 | 390 | 0 | 200
201977712 | RICHMOND | GHE100SU-130 | Storage | 130000 | 97% |  | 390 | 780 | 390 | 0 | 200
201977744 | RICHMOND | GHE100SU-130A | Storage | 130000 | 97% |  | 390 | 780 | 390 | 0 | 200
201977727 | RICHMOND | GHE80SS-130 | Storage | 130000 | 98% |  | 390 | 780 | 390 | 0 | 200
201977728 | RICHMOND | GHE80SS-130A | Storage | 130000 | 98% |  | 390 | 780 | 390 | 0 | 200
201977706 | RICHMOND | GHE80SU-130 | Storage | 130000 | 98% |  | 390 | 780 | 390 | 0 | 200
201977726 | RICHMOND | GHE80SU-130A | Storage | 130000 | 98% |  | 390 | 780 | 390 | 0 | 200
201977748 | RICHMOND | GHE100SS-160 | Storage | 160000 | 97% |  | 480 | 960 | 480 | 0 | 200
201977749 | RICHMOND | GHE100SS-160A | Storage | 160000 | 97% |  | 480 | 960 | 480 | 0 | 200
201977713 | RICHMOND | GHE100SU-160 | Storage | 160000 | 97% |  | 480 | 960 | 480 | 0 | 200
201977747 | RICHMOND | GHE100SU-160A | Storage | 160000 | 97% |  | 480 | 960 | 480 | 0 | 200
201977730 | RICHMOND | GHE80SS-160 | Storage | 160000 | 97% |  | 480 | 960 | 480 | 0 | 200
201977731 | RICHMOND | GHE80SS-160A | Storage | 160000 | 97% |  | 480 | 960 | 480 | 0 | 200
201977707 | RICHMOND | GHE80SU-160 | Storage | 160000 | 97% |  | 480 | 960 | 480 | 0 | 200
201977729 | RICHMOND | GHE80SU-160A | Storage | 160000 | 97% |  | 480 | 960 | 480 | 0 | 200
204388871 | RICHMOND | CRMTG84XLN-1 | Tankless, On-Demand | 180000 |  | 93% | 375 | 750 | 375 | 300 | 100
10338842 | RICHMOND | CRMTGH95DVLN-1 | Tankless, On-Demand | 199900 |  | 93% | 375 | 750 | 375 | 300 | 100
202068376 | RICHMOND | CRMTGH95DVLN-2 | Tankless, On-Demand | 199900 |  | 93% | 375 | 750 | 375 | 300 | 100
202067521 | RICHMOND | CRTGH-84DVLN-2 | Tankless, On-Demand | 157000 |  | 93% | 375 | 750 | 375 | 300 | 100
202067563 | RICHMOND | CRTGH-90DVLN-2 | Tankless, On-Demand | 180000 |  | 93% | 375 | 750 | 375 | 300 | 100
202068311 | RICHMOND | DCRTGH95DVLN-2 | Tankless, On-Demand | 199900 |  | 93% | 375 | 750 | 375 | 300 | 100
201928837 | RICHMOND | GHE80SS-200 | Storage | 199900 | 95% |  | 599.7 | 1199.4 | 599.7 | 0 | 200
201928838 | RICHMOND | GHE80SS-200A | Storage | 199900 | 95% |  | 599.7 | 1199.4 | 599.7 | 0 | 200
201928829 | RICHMOND | GHE80SU-200 | Storage | 199900 | 95% |  | 599.7 | 1199.4 | 599.7 | 0 | 200
201928836 | RICHMOND | GHE80SU-200A | Storage | 199900 | 95% |  | 599.7 | 1199.4 | 599.7 | 0 | 200
201862846 | RICHMOND | GHE100SS-200 | Storage | 200000 | 97% |  | 600 | 1200 | 600 | 0 | 200
201862847 | RICHMOND | GHE100SS-200A | Storage | 200000 | 97% |  | 600 | 1200 | 600 | 0 | 200
201862824 | RICHMOND | GHE100SU-200 | Storage | 200000 | 97% |  | 600 | 1200 | 600 | 0 | 200
201862845 | RICHMOND | GHE100SU-200A | Storage | 200000 | 97% |  | 600 | 1200 | 600 | 0 | 200
202067227 | RICHMOND | RMTGH68DVLN-2 | Tankless, On-Demand | 120000 |  | 91% | 375 | 750 | 375 | 300 | 100
10338845 | RICHMOND | RMTGH84DVLN-1 | Tankless, On-Demand | 157000 |  | 93% | 375 | 750 | 375 | 300 | 100
202067527 | RICHMOND | RMTGH84DVLN-2 | Tankless, On-Demand | 157000 |  | 93% | 375 | 750 | 375 | 300 | 100
10338875 | RICHMOND | RMTGH84XLN-1 | Tankless, On-Demand | 157000 |  | 93% | 375 | 750 | 375 | 300 | 100
10338843 | RICHMOND | RMTGH90DVLN-1 | Tankless, On-Demand | 180000 |  | 93% | 375 | 750 | 375 | 300 | 100
202067551 | RICHMOND | RMTGH90DVLN-2 | Tankless, On-Demand | 180000 |  | 93% | 375 | 750 | 375 | 300 | 100
10338849 | RICHMOND | RMTGH90XLN-1 | Tankless, On-Demand | 180000 |  | 93% | 375 | 750 | 375 | 300 | 100
10345303 | RICHMOND | RMTGH95DVELN-1 | Tankless, On-Demand | 199000 |  | 93% | 375 | 750 | 375 | 300 | 100
202068328 | RICHMOND | RMTGH95DVELN-2 | Tankless, On-Demand | 199900 |  | 93% | 375 | 750 | 375 | 300 | 100
10338502 | RICHMOND | RMTGH95DVLN-1 | Tankless, On-Demand | 199900 |  | 93% | 375 | 750 | 375 | 300 | 100
202068315 | RICHMOND | RMTGH95DVLN-2 | Tankless, On-Demand | 199900 |  | 93% | 375 | 750 | 375 | 300 | 100
10345343 | RICHMOND | RMTGH95XELN-1 | Tankless, On-Demand | 199900 |  | 93% | 375 | 750 | 375 | 300 | 100
10338848 | RICHMOND | RMTGH95XLN-1 | Tankless, On-Demand | 199900 |  | 93% | 375 | 750 | 375 | 300 | 100
203303901 | RICHMOND | RMTGHRH111DVLN * | Tankless, On-Demand | 199000 |  | 94% | 375 | 750 | 375 | 300 | 100
201862849 | RICHMOND | GHE100SS-250 | Storage | 250000 | 96% |  | 750 | 1500 | 750 | 0 | 200
201862850 | RICHMOND | GHE100SS-250A | Storage | 250000 | 96% |  | 750 | 1500 | 750 | 0 | 200
201862825 | RICHMOND | GHE100SU-250 | Storage | 250000 | 96% |  | 750 | 1500 | 750 | 0 | 200
201862848 | RICHMOND | GHE100SU-250A | Storage | 250000 | 96% |  | 750 | 1500 | 750 | 0 | 200
201977909 | RICHMOND | GHE80SS-300 | Storage | 300000 | 95% |  | 900 | 1800 | 900 | 0 | 200
201977910 | RICHMOND | GHE80SS-300A | Storage | 300000 | 95% |  | 900 | 1800 | 900 | 0 | 200
201977901 | RICHMOND | GHE80SU-300 | Storage | 300000 | 95% |  | 900 | 1800 | 900 | 0 | 200
201977908 | RICHMOND | GHE80SU-300A | Storage | 300000 | 95% |  | 900 | 1800 | 900 | 0 | 200
201862852 | RICHMOND | GHE100SS-300 | Storage | 300000 | 96% |  | 900 | 1800 | 900 | 0 | 200
201862853 | RICHMOND | GHE100SS-300A | Storage | 300000 | 96% |  | 900 | 1800 | 900 | 0 | 200
201862826 | RICHMOND | GHE100SU-300 | Storage | 300000 | 96% |  | 900 | 1800 | 900 | 0 | 200
201862851 | RICHMOND | GHE100SU-300A | Storage | 300000 | 96% |  | 900 | 1800 | 900 | 0 | 200
201885190 | RICHMOND | GHE100SS-400 | Storage | 399900 | 95% |  | 1199.7 | 2399.4 | 1199.7 | 0 | 200
201885187 | RICHMOND | GHE100SS-400A | Storage | 399900 | 95% |  | 1199.7 | 2399.4 | 1199.7 | 0 | 200
201885181 | RICHMOND | GHE100SU-400 | Storage | 399900 | 95% |  | 1199.7 | 2399.4 | 1199.7 | 0 | 200
201885186 | RICHMOND | GHE100SU-400A | Storage | 399900 | 95% |  | 1199.7 | 2399.4 | 1199.7 | 0 | 200
208812574 | RICHMOND | GHE119S*-500(A) | Volume WH (Domestic Hot Water Boiler) | 499900 | 95% |  | 1499.7 | 2999.4 | 1499.7 | 300 | 0
4663043 | RICHMOND | 6G30-60 | Storage | 60000 |  | 71% | 0 | 0 | 0 | 0 | 150
4663092 | RICHMOND | 12G30-60 | Storage | 60000 |  | 71% | 0 | 0 | 0 | 0 | 150
4663093 | RICHMOND | 6CG30-60 | Storage | 60000 |  | 71% | 0 | 0 | 0 | 0 | 150
5536892 | RICHMOND | 6GR50SPVE2-36 | Storage | 36000 |  | 70% | 0 | 0 | 0 | 0 | 150
206750836 | RICHMOND | 6CG50PV36E2 | Storage | 36000 |  | 70% | 0 | 0 | 0 | 0 | 150
5609883 | RICHMOND | 6RHE40S | Storage | 40000 |  | 83% | 0 | 0 | 0 | 0 | 200
5609885 | RICHMOND | 6RHE50 | Storage | 40000 |  | 80% | 0 | 0 | 0 | 0 | 200
213300073 | RICHMOND | CRMTGH95DVLN-3 | Tankless, On-Demand | 199900 |  | 93% | 375 | 750 | 375 | 300 | 100
212607917 | RICHMOND | RMTGH84DVLN-3 | Tankless, On-Demand | 157000 |  | 93% | 375 | 750 | 375 | 300 | 100
212607931 | RICHMOND | RMTGH90DVELN-3 | Tankless, On-Demand | 180000 |  | 93% | 375 | 750 | 375 | 300 | 100
212607945 | RICHMOND | RMTGH95DVELN-3 | Tankless, On-Demand | 199900 |  | 93% | 375 | 750 | 375 | 300 | 100
212607947 | RICHMOND | CRMTGH95DVELN-3 | Tankless, On-Demand | 199900 |  | 93% | 375 | 750 | 375 | 300 | 100
212614410 | Richmond | RMTGH-L199* | Tankless, On-Demand | 199000 |  | 90% | 375 | 750 | 375 | 300 | 100
212409465 | RICHMOND | RMTGHS*11*N | Tankless, On-Demand | 199900 |  | 96% | 375 | 750 | 375 | 300 | 100
212409467 | RICHMOND | RMTGHS*10*N | Tankless, On-Demand | 180000 |  | 96% | 375 | 750 | 375 | 300 | 100
212409469 | RICHMOND | RMTGHS*84*N | Tankless, On-Demand | 157000 |  | 96% | 375 | 750 | 375 | 300 | 100
213313062 | RICHMOND | 12GUH75-100FN | Storage | 100000 |  | 88% | 300 | 600 | 300 | 300 | 200
213307160 | RICHMOND | 9GUH50-50FN | Storage | 50000 |  | 88% | 0 | 0 | 0 | 300 | 200
213307518 | RICHMOND | 9GUH40-50FN | Storage | 50000 |  | 90% | 0 | 0 | 0 | 300 | 200
210605701 | RICHMOND | 12GUH40-50F* | Storage | 50000 |  | 90% | 0 | 0 | 0 | 300 | 200
210605707 | RICHMOND | 12GUH50-50F* | Storage | 50000 |  | 88% | 0 | 0 | 0 | 300 | 200
210605724 | RICHMOND | 12GUH50-76F* | Storage | 76000 |  | 89% | 228 | 456 | 228 | 300 | 200
210605732 | RICHMOND | 12GUH50-100F* | Storage | 100000 |  | 89% | 300 | 600 | 300 | 300 | 200
208141209 | RINNAI | RSC160IN | Tankless, On-Demand | 160000 |  | 93% | 375 | 750 | 375 | 300 | 100
208141210 | RINNAI | RSC160EN | Tankless, On-Demand | 160000 |  | 93% | 375 | 750 | 375 | 300 | 100
208141211 | RINNAI | RSC199EN | Tankless, On-Demand | 199000 |  | 93% | 375 | 750 | 375 | 300 | 100
208141212 | RINNAI | RSC199IN | Tankless, On-Demand | 199000 |  | 93% | 375 | 750 | 375 | 300 | 100
| RINNAI | CHS13080H | Storage | 130000 | 97% |  | 390 | 780 | 390 | 0 | 200
| RINNAI | CHS16080H | Storage | 160000 | 97% |  | 480 | 960 | 480 | 0 | 200
| RINNAI | CHS160100H | Storage | 160000 | 97% |  | 480 | 960 | 480 | 0 | 200
| RINNAI | CHS19980H | Storage | 199000 | 97% |  | 597 | 1194 | 597 | 0 | 200
| RINNAI | CHS199100H | Storage | 199000 | 97% |  | 597 | 1194 | 597 | 0 | 200
| RINNAI | CHS320100HV | Storage | 320000 | 97% |  | 960 | 1920 | 960 | 0 | 200
| RINNAI | CHS398100HVA**** | Storage | 398000 | 97% |  | 1194 | 2388 | 1194 | 0 | 200
| RINNAI | CHS398100HV | Storage | 398000 | 97% |  | 1194 | 2388 | 1194 | 0 | 200
| RINNAI | CHS398100H | Storage | 398000 | 97% |  | 1194 | 2388 | 1194 | 0 | 200
| RINNAI | CHS398100CU | Volume WH (Domestic Hot Water Boiler) | 398000 | 97% |  | 1194 | 2388 | 1194 | 300 | 0
| RINNAI | RC98HPi | Tankless, On-Demand | 199000 |  | 94% | 375 | 750 | 375 | 300 | 100
| RINNAI | RHS199100SE | Storage | 199000 | 96% |  | 597 | 1194 | 597 | 0 | 200
| RINNAI | RU80i | Tankless, On-Demand | 152000 |  | 96% | 375 | 750 | 375 | 300 | 100
| RINNAI | RU98e | Tankless, On-Demand | 199000 |  | 95% | 375 | 750 | 375 | 300 | 100
10595398 | RINNAI | (RU130E) REU-N2024W-US | Tankless, On-Demand | 130000 |  | 92% | 375 | 750 | 375 | 300 | 100
202066923 | RINNAI | (RU130I) REU-N2024FF-US | Tankless, On-Demand | 130000 |  | 91% | 375 | 750 | 375 | 300 | 100
10595417 | RINNAI | (RU160E) REU-N2530W-US | Tankless, On-Demand | 160000 |  | 93% | 375 | 750 | 375 | 300 | 100
10595452 | RINNAI | (RU160I) REU-N2530FF-US | Tankless, On-Demand | 160000 |  | 93% | 375 | 750 | 375 | 300 | 100
10595463 | RINNAI | (RU180E) REU-N2934W-US | Tankless, On-Demand | 180000 |  | 93% | 375 | 750 | 375 | 300 | 100
10595512 | RINNAI | (RU180I) REU-N2934FF-US | Tankless, On-Demand | 180000 |  | 93% | 375 | 750 | 375 | 300 | 100
10595466 | RINNAI | (RU199E) REU-N3237W-US | Tankless, On-Demand | 199000 |  | 93% | 375 | 750 | 375 | 300 | 100
| RINNAI | SN(R,A)151-100 | Tankless, On-Demand | 199000 |  | 93% | 375 | 750 | 375 | 300 | 100
8203414 | RINNAI | (RUCS75I) REU-KCM2528FFU-US | Tankless, On-Demand | 160000 |  | 90% | 375 | 750 | 375 | 300 | 100
10595454 | RINNAI | (RUR160E) REU-NP2530W-US | Tankless, On-Demand | 160000 |  | 93% | 375 | 750 | 375 | 300 | 100
10595453 | RINNAI | (RUR160I) REU-NP2530FF-US | Tankless, On-Demand | 160000 |  | 93% | 375 | 750 | 375 | 300 | 100
10595467 | RINNAI | (RUR199E) REU-NP3237W-US | Tankless, On-Demand | 199000 |  | 93% | 375 | 750 | 375 | 300 | 100
10595469 | RINNAI | (RUR199I) REU-NP3237FF-US | Tankless, On-Demand | 199000 |  | 93% | 375 | 750 | 375 | 300 | 100
202102166 | RINNAI | CU160E (REU-N2530WC-US) | Tankless, On-Demand | 160000 |  | 93% | 375 | 750 | 375 | 300 | 100
202102164 | RINNAI | CU160I (REU-N2530FFC-US) | Tankless, On-Demand | 160000 |  | 93% | 375 | 750 | 375 | 300 | 100
202102167 | RINNAI | CU199E (REU-N3237WC-US) | Tankless, On-Demand | 199000 |  | 93% | 375 | 750 | 375 | 300 | 100
202102165 | RINNAI | CU199I (REU-N3237FFC-US) | Tankless, On-Demand | 199000 |  | 93% | 375 | 750 | 375 | 300 | 100
5009721 | RINNAI | REU-KB2530WD-US | Tankless, On-Demand | 152000 |  | 91% | 375 | 750 | 375 | 300 | 100
7551742 | RINNAI | REU-KB2934WD-US | Tankless, On-Demand | 180000 |  | 91% | 375 | 750 | 375 | 300 | 100
7185023 | RINNAI | REU-KBD2530FFUD-US | Tankless, On-Demand | 152000 |  | 96% | 375 | 750 | 375 | 300 | 100
7551741 | RINNAI | REU-KBD2934FFUD-US | Tankless, On-Demand | 180000 |  | 96% | 375 | 750 | 375 | 300 | 100
8111570 | RINNAI | REU-KBD3237FFUDC-US | Tankless, On-Demand | 199000 |  | 96% | 375 | 750 | 375 | 300 | 100
7551739 | RINNAI | REU-KBP3237FFUD-US | Tankless, On-Demand | 199000 |  | 95% | 375 | 750 | 375 | 300 | 100
7551740 | RINNAI | REU-KBP3237WD-US | Tankless, On-Demand | 199000 |  | 95% | 375 | 750 | 375 | 300 | 100
5009724 | RINNAI | REU-KB3237FFUD-US | Tankless, On-Demand | 199000 |  | 91% | 375 | 750 | 375 | 300 | 100
7185022 | RINNAI | REU-KBD3237FFUD-US | Tankless, On-Demand | 199000 |  | 91% | 375 | 750 | 375 | 300 | 100
10595468 | RINNAI | (RU199I) REU-N3237FF-US | Tankless, On-Demand | 199000 |  | 93% | 375 | 750 | 375 | 300 | 100
206330290 | RINNAI | ATX-199-*-1** | Storage | 199000 | 96% |  | 597 | 1194 | 597 | 0 | 200
209258314 | RINNAI | (RU160I) REU-N2530FF-US(B) | Tankless, On-Demand | 160000 |  | 93% | 375 | 750 | 375 | 300 | 100
209258317 | RINNAI | (RU199I) REU-N3237FF-US(B) | Tankless, On-Demand | 199000 |  | 93% | 375 | 750 | 375 | 300 | 100
209258319 | RINNAI | (RU180I) REU-N2934FF-US(B) | Tankless, On-Demand | 180000 |  | 93% | 375 | 750 | 375 | 300 | 100
209258320 | RINNAI | (RU130I) REU-N2024FF-US(B) | Tankless, On-Demand | 130000 |  | 91% | 375 | 750 | 375 | 300 | 100
214013615 | RINNAI | (RX199I) REU-NB3237FF-US | Tankless, On-Demand | 199000 |  | 98% | 375 | 750 | 375 | 300 | 100
214015326 | RINNAI | (RX180I) REU-NB2934FF-US | Tankless, On-Demand | 180000 |  | 98% | 375 | 750 | 375 | 300 | 100
214015327 | RINNAI | (RX160I) REU-NB2530FF-US | Tankless, On-Demand | 160000 |  | 97% | 375 | 750 | 375 | 300 | 100
214015329 | RINNAI | (RX130I) REU-NB2024FF-US | Tankless, On-Demand | 130000 |  | 97% | 375 | 750 | 375 | 300 | 100
214067918 | RINNAI | (RXP199I) REU-NBP3237FF-US | Tankless, On-Demand | 199000 |  | 98% | 375 | 750 | 375 | 300 | 100
214067919 | RINNAI | (CX199I) REU-NB3237FFC-US | Tankless, On-Demand | 199000 |  | 98% | 375 | 750 | 375 | 300 | 100
214067920 | RINNAI | (CXP199I) REU-NBP3237FFC-US | Tankless, On-Demand | 199000 |  | 98% | 375 | 750 | 375 | 300 | 100
214067921 | RINNAI | (RXP160I) REU-NBP2530FF-US | Tankless, On-Demand | 160000 |  | 97% | 375 | 750 | 375 | 300 | 100
214067922 | RINNAI | (CX160I) REU-NB2530FFC-US | Tankless, On-Demand | 160000 |  | 97% | 375 | 750 | 375 | 300 | 100
214067923 | RINNAI | (CXP160I) REU-NBP2530FFC-US | Tankless, On-Demand | 160000 |  | 97% | 375 | 750 | 375 | 300 | 100
205628302 | RUUD | RUTGH-95XLN-2 | Tankless, On-Demand | 199900 |  | 93% | 375 | 750 | 375 | 300 | 100
205628317 | RUUD | RUTGH-90XLN-2 | Tankless, On-Demand | 180000 |  | 93% | 375 | 750 | 375 | 300 | 100
205628327 | RUUD | RUTGH-84XLN-2 | Tankless, On-Demand | 157000 |  | 93% | 375 | 750 | 375 | 300 | 100
205746302 | RUUD | RUTGH-C95DVLN | Tankless, On-Demand | 199900 |  | 93% | 375 | 750 | 375 | 300 | 100
205746304 | RUUD | RUTGH-CM95DVLN | Tankless, On-Demand | 199900 |  | 93% | 375 | 750 | 375 | 300 | 100
205746306 | RUUD | RUTGH-C95XLN | Tankless, On-Demand | 199900 |  | 93% | 375 | 750 | 375 | 300 | 100
205746308 | RUUD | RUTGH-CM95XLN | Tankless, On-Demand | 199900 |  | 93% | 375 | 750 | 375 | 300 | 100
10526004 | RUUD | RUTGH-RH10DVLN | Tankless, On-Demand | 180000 |  | 94% | 375 | 750 | 375 | 300 | 100
10526005 | RUUD | RUTGH-RH10DVLP | Tankless, On-Demand | 180000 |  | 94% | 375 | 750 | 375 | 300 | 100
201977739 | RUUD | GHE100SS-130 | Storage | 130000 | 97% |  | 390 | 780 | 390 | 0 | 200
201977740 | RUUD | GHE100SS-130A | Storage | 130000 | 97% |  | 390 | 780 | 390 | 0 | 200
201977710 | RUUD | GHE100SU-130 | Storage | 130000 | 97% |  | 390 | 780 | 390 | 0 | 200
201977738 | RUUD | GHE100SU-130A | Storage | 130000 | 97% |  | 390 | 780 | 390 | 0 | 200
201977721 | RUUD | GHE80SS-130 | Storage | 130000 | 98% |  | 390 | 780 | 390 | 0 | 200
201977722 | RUUD | GHE80SS-130A | Storage | 130000 | 98% |  | 390 | 780 | 390 | 0 | 200
201977704 | RUUD | GHE80SU-130 | Storage | 130000 | 98% |  | 390 | 780 | 390 | 0 | 200
201977720 | RUUD | GHE80SU-130A | Storage | 130000 | 98% |  | 390 | 780 | 390 | 0 | 200
201977742 | RUUD | GHE100SS-160 | Storage | 160000 | 97% |  | 480 | 960 | 480 | 0 | 200
201977743 | RUUD | GHE100SS-160A | Storage | 160000 | 97% |  | 480 | 960 | 480 | 0 | 200
201977711 | RUUD | GHE100SU-160 | Storage | 160000 | 97% |  | 480 | 960 | 480 | 0 | 200
201977741 | RUUD | GHE100SU-160A | Storage | 160000 | 97% |  | 480 | 960 | 480 | 0 | 200
201977724 | RUUD | GHE80SS-160 | Storage | 160000 | 97% |  | 480 | 960 | 480 | 0 | 200
201977725 | RUUD | GHE80SS-160A | Storage | 160000 | 97% |  | 480 | 960 | 480 | 0 | 200
201977705 | RUUD | GHE80SU-160 | Storage | 160000 | 97% |  | 480 | 960 | 480 | 0 | 200
201977723 | RUUD | GHE80SU-160A | Storage | 160000 | 97% |  | 480 | 960 | 480 | 0 | 200
201928834 | RUUD | GHE80SS-200 | Storage | 199900 | 95% |  | 599.7 | 1199.4 | 599.7 | 0 | 200
201928835 | RUUD | GHE80SS-200A | Storage | 199900 | 95% |  | 599.7 | 1199.4 | 599.7 | 0 | 200
201928828 | RUUD | GHE80SU-200 | Storage | 199900 | 95% |  | 599.7 | 1199.4 | 599.7 | 0 | 200
201928833 | RUUD | GHE80SU-200A | Storage | 199900 | 95% |  | 599.7 | 1199.4 | 599.7 | 0 | 200
201862837 | RUUD | GHE100SS-200 | Storage | 200000 | 97% |  | 600 | 1200 | 600 | 0 | 200
201862838 | RUUD | GHE100SS-200A | Storage | 200000 | 97% |  | 600 | 1200 | 600 | 0 | 200
201862821 | RUUD | GHE100SU-200 | Storage | 200000 | 97% |  | 600 | 1200 | 600 | 0 | 200
201862836 | RUUD | GHE100SU-200A | Storage | 200000 | 97% |  | 600 | 1200 | 600 | 0 | 200
202068336 | RUUD | CRUTGH-95DVELN-2 | Tankless, On-Demand | 199900 |  | 93% | 375 | 750 | 375 | 300 | 100
205415913 | RUUD | CRUTGH-95DVLN-2 | Tankless, On-Demand | 199900 |  | 93% | 375 | 750 | 375 | 300 | 100
10445860 | RUUD | DSIT115 | Indirect | None |  |  | 375 | 750 | 375 | 300 | 300
10445855 | RUUD | DSIT30 | Indirect | None |  |  | 375 | 750 | 375 | 300 | 300
10445856 | RUUD | DSIT40 | Indirect | None |  |  | 375 | 750 | 375 | 300 | 300
10445857 | RUUD | DSIT50 | Indirect | None |  |  | 375 | 750 | 375 | 300 | 300
10445858 | RUUD | DSIT65 | Indirect | None |  |  | 375 | 750 | 375 | 300 | 300
10445859 | RUUD | DSIT80 | Indirect | None |  |  | 375 | 750 | 375 | 300 | 300
203303915 | RUUD | ECOH180DVRHLN * | Tankless, On-Demand | 180000 |  | 94% | 375 | 750 | 375 | 300 | 100
201862840 | RUUD | GHE100SS-250 | Storage | 250000 | 96% |  | 750 | 1500 | 750 | 0 | 200
201862841 | RUUD | GHE100SS-250A | Storage | 250000 | 96% |  | 750 | 1500 | 750 | 0 | 200
201862822 | RUUD | GHE100SU-250 | Storage | 250000 | 96% |  | 750 | 1500 | 750 | 0 | 200
201862839 | RUUD | GHE100SU-250A | Storage | 250000 | 96% |  | 750 | 1500 | 750 | 0 | 200
202067225 | RUUD | RUTGH-68DVLN-2 | Tankless, On-Demand | 120000 |  | 91% | 375 | 750 | 375 | 300 | 100
202067515 | RUUD | RUTGH-68XLN-2 | Tankless, On-Demand | 120000 |  | 91% | 375 | 750 | 375 | 300 | 100
202067530 | RUUD | RUTGH-84DVLN-2 | Tankless, On-Demand | 157000 |  | 93% | 375 | 750 | 375 | 300 | 100
202067554 | RUUD | RUTGH-90DVLN-2 | Tankless, On-Demand | 180000 |  | 93% | 375 | 750 | 375 | 300 | 100
202068326 | RUUD | RUTGH-95DVELN-2 | Tankless, On-Demand | 199900 |  | 93% | 375 | 750 | 375 | 300 | 100
202068318 | RUUD | RUTGH-95DVLN-2 | Tankless, On-Demand | 199900 |  | 93% | 375 | 750 | 375 | 300 | 100
203303906 | RUUD | RUTGH-RH11DVLN * | Tankless, On-Demand | 199000 |  | 94% | 375 | 750 | 375 | 300 | 100
201977906 | RUUD | GHE80SS-300 | Storage | 300000 | 95% |  | 900 | 1800 | 900 | 0 | 200
201977907 | RUUD | GHE80SS-300A | Storage | 300000 | 95% |  | 900 | 1800 | 900 | 0 | 200
201977900 | RUUD | GHE80SU-300 | Storage | 300000 | 95% |  | 900 | 1800 | 900 | 0 | 200
201977905 | RUUD | GHE80SU-300A | Storage | 300000 | 95% |  | 900 | 1800 | 900 | 0 | 200
201862843 | RUUD | GHE100SS-300 | Storage | 300000 | 96% |  | 900 | 1800 | 900 | 0 | 200
201862844 | RUUD | GHE100SS-300A | Storage | 300000 | 96% |  | 900 | 1800 | 900 | 0 | 200
201862823 | RUUD | GHE100SU-300 | Storage | 300000 | 96% |  | 900 | 1800 | 900 | 0 | 200
201862842 | RUUD | GHE100SU-300A | Storage | 300000 | 96% |  | 900 | 1800 | 900 | 0 | 200
201885189 | RUUD | GHE100SS-400 | Storage | 399900 | 95% |  | 1199.7 | 2399.4 | 1199.7 | 0 | 200
201885185 | RUUD | GHE100SS-400A | Storage | 399900 | 95% |  | 1199.7 | 2399.4 | 1199.7 | 0 | 200
201885180 | RUUD | GHE100SU-400 | Storage | 399900 | 95% |  | 1199.7 | 2399.4 | 1199.7 | 0 | 200
201885184 | RUUD | GHE100SU-400A | Storage | 399900 | 95% |  | 1199.7 | 2399.4 | 1199.7 | 0 | 200
208812658 | RUUD | GHE119S*-500(A) | Volume WH (Domestic Hot Water Boiler) | 499900 | 95% |  | 1499.7 | 2999.4 | 1499.7 | 300 | 0
6563879 | RUUD | PRO+G29-60N RU70 ID | Storage | 60000 |  | 71% | 0 | 0 | 0 | 0 | 150
6582064 | RUUD | PROG50S-36N RU67 PV | Storage | 36000 |  | 70% | 0 | 0 | 0 | 0 | 150
5609879 | RUUD | PHE40S | Storage | 40000 |  | 83% | 0 | 0 | 0 | 0 | 200
5609881 | RUUD | PHE50 | Storage | 40000 |  | 80% | 0 | 0 | 0 | 0 | 200
208798126 | RUUD | RUTGH-S*11* | Tankless, On-Demand | 199900 |  | 96% | 375 | 750 | 375 | 300 | 100
212607903 | RUUD | RUTGH-68DVLN-3 | Tankless, On-Demand | 120000 |  | 90% | 375 | 750 | 375 | 300 | 100
212607905 | RUUD | CRUTGH-68DVLN-3 | Tankless, On-Demand | 120000 |  | 90% | 375 | 750 | 375 | 300 | 100
212607915 | RUUD | RUTGH-84DVLN-3 | Tankless, On-Demand | 157000 |  | 93% | 375 | 750 | 375 | 300 | 100
212607927 | RUUD | RUTGH-90DVLN-3 | Tankless, On-Demand | 180000 |  | 93% | 375 | 750 | 375 | 300 | 100
212607929 | RUUD | CRUTGH-90DVLN-3 | Tankless, On-Demand | 180000 |  | 93% | 375 | 750 | 375 | 300 | 100
212607941 | RUUD | RUTGH-95DV*LN-3 | Tankless, On-Demand | 199900 |  | 93% | 375 | 750 | 375 | 300 | 100
212607943 | RUUD | CRUTGH-95DV*LN-3 | Tankless, On-Demand | 199900 |  | 93% | 375 | 750 | 375 | 300 | 100
212614408 | Ruud | RUTGH-L199* | Tankless, On-Demand | 199000 |  | 90% | 375 | 750 | 375 | 300 | 100
212614409 | Ruud | CRUTGH-L199* | Tankless, On-Demand | 199000 |  | 90% | 375 | 750 | 375 | 300 | 100
208798125 | RUUD | RUTGH-S*10* | Tankless, On-Demand | 180000 |  | 96% | 375 | 750 | 375 | 300 | 100
210439883 | RUUD | CRUTGH-S*11* | Tankless, On-Demand | 199900 |  | 96% | 375 | 750 | 375 | 300 | 100
210627641 | RUUD | RUTGH-S*84* | Tankless, On-Demand | 157000 |  | 96% | 375 | 750 | 375 | 300 | 100
213307158 | RUUD | PRO+G50-50U RU HE EC1 | Storage | 50000 |  | 88% | 0 | 0 | 0 | 300 | 200
213307516 | RUUD | PRO+G40-50U RU HE EC1 | Storage | 50000 |  | 90% | 0 | 0 | 0 | 300 | 200
213313060 | RUUD | PROUG75-100U RU HE EC3 | Storage | 100000 |  | 88% | 300 | 600 | 300 | 300 | 200
210605700 | RUUD | PROU G40-50* RU HE EC3 | Storage | 50000 |  | 90% | 0 | 0 | 0 | 300 | 200
210605706 | RUUD | PROU G50-50* RU HE EC3 | Storage | 50000 |  | 88% | 0 | 0 | 0 | 300 | 200
210605723 | RUUD | PROU G50-76* RU HE EC3 | Storage | 76000 |  | 89% | 228 | 456 | 228 | 300 | 200
210605731 | RUUD | PROU G50-100* RU HE EC3 | Storage | 100000 |  | 89% | 300 | 600 | 300 | 300 | 200
212818910 | RUUD | PROG50S-36N CD67 PV | Storage | 36000 |  | 70% | 0 | 0 | 0 | 0 | 150
212818916 | RUUD | PROU G40-50U CD HE EC3 | Storage | 50000 |  | 90% | 0 | 0 | 0 | 300 | 200
212818918 | RUUD | PROU G50-50U CD HE EC3 | Storage | 50000 |  | 88% | 0 | 0 | 0 | 300 | 200
212818920 | RUUD | PROU G50-76U CD HE EC3 | Storage | 76000 |  | 89% | 228 | 456 | 228 | 300 | 200
212818921 | RUUD | PROU G50-100U CD HE EC3 | Storage | 100000 |  | 89% | 300 | 600 | 300 | 300 | 200
206842900 | STATE | GTS-140-NEH 1** | Tankless, On-Demand | 120000 |  | 91% | 375 | 750 | 375 | 300 | 100
206703082 | STATE | GTS-540-NIH 1** | Tankless, On-Demand | 199000 |  | 93% | 375 | 750 | 375 | 300 | 100
206703083 | STATE | GTS-540P-NIH 1** | Tankless, On-Demand | 199000 |  | 93% | 375 | 750 | 375 | 300 | 100
206703084 | STATE | SCT-199I-N 1** | Tankless, On-Demand | 199000 |  | 93% | 375 | 750 | 375 | 300 | 100
207209491 | STATE | GTS-540X3-NIH 1** | Tankless, On-Demand | 199000 |  | 93% | 375 | 750 | 375 | 300 | 100
206703149 | STATE | GTS-240-NIH 1** | Tankless, On-Demand | 160000 |  | 94% | 375 | 750 | 375 | 300 | 100
206842930 | STATE | GTS-340-NEH 1** | Tankless, On-Demand | 180000 |  | 94% | 375 | 750 | 375 | 300 | 100
207861917 | STATE | GTS-240X3-NIH 1** | Tankless, On-Demand | 160000 |  | 94% | 375 | 750 | 375 | 300 | 100
207861953 | STATE | GTS-340X3-NEH 1** | Tankless, On-Demand | 180000 |  | 94% | 375 | 750 | 375 | 300 | 100
| STATE | GTS 140 NEH | Tankless, On-Demand | 120000 |  | 95% | 375 | 750 | 375 | 300 | 100
| STATE | GTS 240 NEH | Tankless, On-Demand | 160000 |  | 95% | 375 | 750 | 375 | 300 | 100
| STATE | GTS 240 NIH | Tankless, On-Demand | 160000 |  | 95% | 375 | 750 | 375 | 300 | 100
| STATE | GTS 340 NEH | Tankless, On-Demand | 180000 |  | 95% | 375 | 750 | 375 | 300 | 100
| STATE | GTS 340 NIH | Tankless, On-Demand | 180000 |  | 95% | 375 | 750 | 375 | 300 | 100
| STATE | GTS 540 NEH | Tankless, On-Demand | 199000 |  | 95% | 375 | 750 | 375 | 300 | 100
| STATE | GTS 540 NIH | Tankless, On-Demand | 199000 |  | 95% | 375 | 750 | 375 | 300 | 100
| STATE | GP6 50 YTPDT | Storage | 100000 | 96% |  | 300 | 600 | 300 | 300 | 200
| STATE | GP6 50 YTVIT | Storage | 76000 | 95% |  | 228 | 456 | 228 | 300 | 200
| STATE | GP6 75 YTPDT* | Storage | 100000 | 96% |  | 300 | 600 | 300 | 300 | 200
| STATE | RUF 100 199 N* 100 | Storage | 199900 | 95% |  | 599.7 | 1199.4 | 599.7 | 0 | 200
| STATE | SUF 100 150 N* 100 | Storage | 150000 | 95% |  | 450 | 900 | 450 | 0 | 200
| STATE | SUF 100 199 N* 100 | Storage | 199900 | 95% |  | 599.7 | 1199.4 | 599.7 | 0 | 200
| STATE | SUF 100 250 N* 100 | Storage | 250000 | 95% |  | 750 | 1500 | 750 | 0 | 200
| STATE | SUF 130 300 NE | Storage | 300000 | 96% |  | 900 | 1800 | 900 | 0 | 200
| STATE | SUF 130 300 NEA 100 | Storage | 300000 | 96% |  | 900 | 1800 | 900 | 0 | 200
| STATE | SUF 130 500 NE | Volume WH (Domestic Hot Water Boiler) | 499900 | 95% |  | 1499.7 | 2999.4 | 1499.7 | 300 | 0
| STATE | SUF 130 500 NEA 100 | Storage | 499900 | 95% |  | 1499.7 | 2999.4 | 1499.7 | 0 | 200
| STATE | SUF 119 400NEA | Storage | 399900 | 95% |  | 1199.7 | 2399.4 | 1199.7 | 0 | 200
| STATE | SUF 119 300NEA | Storage | 300000 | 96% |  | 900 | 1800 | 900 | 0 | 200
| STATE | SUFL 220300A | Storage | 300000 | 94% |  | 900 | 1800 | 900 | 0 | 200
| STATE | SUFL 250150A | Storage | 150000 | 96% |  | 450 | 900 | 450 | 0 | 200
| STATE | SUFL 250199A | Storage | 199900 | 95% |  | 599.7 | 1199.4 | 599.7 | 0 | 200
| STATE | SUFL 250250A | Storage | 250000 | 94% |  | 750 | 1500 | 750 | 0 | 200
10333763 | STATE | GHX 34 100 N 200 | Storage | 100000 | 96% |  | 300 | 600 | 300 | 0 | 200
10062062 | STATE | GHX 34 130 N 200 | Storage | 130000 | 96% |  | 390 | 780 | 390 | 0 | 200
10062476 | STATE | GHX 34 150 N 200 | Volume WH (Domestic Hot Water Boiler) | 150000 | 94% |  | 450 | 900 | 450 | 300 | 0
10062495 | STATE | GHX 50 130 N 200 | Storage | 130000 | 95% |  | 390 | 780 | 390 | 0 | 200
10062509 | STATE | GHX 50 150 N 200 | Storage | 150000 | 95% |  | 450 | 900 | 450 | 0 | 200
10062524 | STATE | GHX 50 175 N 200 | Storage | 175000 | 96% |  | 525 | 1050 | 525 | 0 | 200
10062538 | STATE | GHX 50 199 N 200 | Storage | 199000 | 96% |  | 597 | 1194 | 597 | 0 | 200
7067100 | STATE | GTS 140NEH 100 | Tankless, On-Demand | 120000 |  | 91% | 375 | 750 | 375 | 300 | 100
7067092 | STATE | GTS 140NIH 100 | Tankless, On-Demand | 120000 |  | 90% | 375 | 750 | 375 | 300 | 100
5526898 | STATE | GTS 240NEH 100 | Tankless, On-Demand | 160000 |  | 95% | 375 | 750 | 375 | 300 | 100
5526891 | STATE | GTS 240NIH 100 | Tankless, On-Demand | 160000 |  | 94% | 375 | 750 | 375 | 300 | 100
5527481 | STATE | GTS 340NEH 100 | Tankless, On-Demand | 180000 |  | 94% | 375 | 750 | 375 | 300 | 100
5528410 | STATE | GTS 340NIH 100 | Tankless, On-Demand | 180000 |  | 95% | 375 | 750 | 375 | 300 | 100
5527496 | STATE | GTS 540NEH 100 | Tankless, On-Demand | 199000 |  | 95% | 375 | 750 | 375 | 300 | 100
5527490 | STATE | GTS 540NIH 100 | Tankless, On-Demand | 199000 |  | 93% | 375 | 750 | 375 | 300 | 100
205233575 | STATE | GTS 160X3P 100 | Tankless, On-Demand | 160000 |  | 93% | 375 | 750 | 375 | 300 | 100
205233571 | STATE | GTS 180X3P 100 | Tankless, On-Demand | 180000 |  | 93% | 375 | 750 | 375 | 300 | 100
205233567 | STATE | GTS 199X3P 100 | Tankless, On-Demand | 199000 |  | 93% | 375 | 750 | 375 | 300 | 100
10014425 | STATE | GTS 540P NEH | Tankless, On-Demand | 199000 |  | 95% | 375 | 750 | 375 | 300 | 100
10014433 | STATE | GTS 540P NIH | Tankless, On-Demand | 199000 |  | 93% | 375 | 750 | 375 | 300 | 100
10422700 | STATE | SCT-199I-N | Tankless, On-Demand | 199000 |  | 93% | 375 | 750 | 375 | 300 | 100
10423461 | STATE | SCT-199O-N | Tankless, On-Demand | 199000 |  | 95% | 375 | 750 | 375 | 300 | 100
7057939 | STATE | SHE 50 100NE | Storage | 100000 | 96% |  | 300 | 600 | 300 | 300 | 200
10510209 | STATE | SHE 50 76 NE* 120 | Storage | 76000 | 94% |  | 228 | 456 | 228 | 300 | 200
7057801 | STATE | SHE 75 100N E* | Storage | 100000 | 96% |  | 300 | 600 | 300 | 300 | 200
10062066 | STATE | SPC 34 130 NE 200 | Storage | 130000 | 96% |  | 390 | 780 | 390 | 0 | 200
10062480 | STATE | SPC 34 150 NE 200 | Volume WH (Domestic Hot Water Boiler) | 150000 | 94% |  | 450 | 900 | 450 | 300 | 0
10062499 | STATE | SPC 50 130 NE 200 | Storage | 130000 | 95% |  | 390 | 780 | 390 | 0 | 200
10062513 | STATE | SPC 50 150 NE 200 | Storage | 150000 | 95% |  | 450 | 900 | 450 | 0 | 200
10062528 | STATE | SPC 50 175 NE 200 | Storage | 175000 | 96% |  | 525 | 1050 | 525 | 0 | 200
10062542 | STATE | SPC 50 199 NE 200 | Storage | 199000 | 96% |  | 597 | 1194 | 597 | 0 | 200
10414051 | STATE | STX-199-N-100 | Storage | 199000 | 96% |  | 597 | 1194 | 597 | 0 | 200
10275197 | STATE | SUF 100 150NE 300 | Storage | 150000 | 96% |  | 450 | 900 | 450 | 0 | 200
10275198 | STATE | SUF 100 150NEA 300 | Storage | 150000 | 96% |  | 450 | 900 | 450 | 0 | 200
10275207 | STATE | SUF 100 199NE 300 | Storage | 199900 | 97% |  | 599.7 | 1199.4 | 599.7 | 0 | 200
10275208 | STATE | SUF 100 199NEA 300 | Storage | 199900 | 97% |  | 599.7 | 1199.4 | 599.7 | 0 | 200
10275213 | STATE | SUF 100 250NE 300 | Storage | 250000 | 96% |  | 750 | 1500 | 750 | 0 | 200
10275214 | STATE | SUF 100 250NEA 300 | Storage | 250000 | 96% |  | 750 | 1500 | 750 | 0 | 200
7057980 | STATE | SUF 130 400 NE | Storage | 399900 | 95% |  | 1199.7 | 2399.4 | 1199.7 | 0 | 200
10275223 | STATE | SUF 119 300NE 300 | Storage | 300000 | 96% |  | 900 | 1800 | 900 | 0 | 200
10275224 | STATE | SUF 119 300NEA 300 | Storage | 300000 | 96% |  | 900 | 1800 | 900 | 0 | 200
10275231 | STATE | SUF 119 400NE 300 | Storage | 399900 | 95% |  | 1199.7 | 2399.4 | 1199.7 | 0 | 200
10275232 | STATE | SUF 119 400NEA 300 | Storage | 399900 | 95% |  | 1199.7 | 2399.4 | 1199.7 | 0 | 200
10275239 | STATE | SUF 119 500NE 300 | Volume WH (Domestic Hot Water Boiler) | 499900 | 96% |  | 1499.7 | 2999.4 | 1499.7 | 300 | 0
10275240 | STATE | SUF 119 500NEA 300 | Volume WH (Domestic Hot Water Boiler) | 499900 | 96% |  | 1499.7 | 2999.4 | 1499.7 | 300 | 0
7133957 | STATE | SUF 60 120NE 200 | Storage | 120000 | 95% |  | 360 | 720 | 360 | 0 | 200
10275189 | STATE | SUF 60 120NE 300 | Storage | 120000 | 95% |  | 360 | 720 | 360 | 0 | 200
10275190 | STATE | SUF 60 120NEA 300 | Storage | 120000 | 95% |  | 360 | 720 | 360 | 0 | 200
205957483 | STATE | SUS 120 10000NEA 1** | Volume WH (Domestic Hot Water Boiler) | 1000000 | 97% |  | 3000 | 6000 | 3000 | 300 | 0
205957479 | STATE | SUS 120 750NEA 1** | Volume WH (Domestic Hot Water Boiler) | 750000 | 97% |  | 2250 | 4500 | 2250 | 300 | 0
7134270 | STATE | SUF 119 300NE 200 | Storage | 300000 | 96% |  | 900 | 1800 | 900 | 0 | 200
7134277 | STATE | SUF 119 300NEA 200 | Storage | 300000 | 96% |  | 900 | 1800 | 900 | 0 | 200
206763979 | STATE | GP6-50-*TPDT 3** | Storage | 100000 |  | 88% | 300 | 600 | 300 | 300 | 150
206763980 | STATE | GP6-75- *TPDT 3** | Storage | 100000 |  | 86% | 300 | 600 | 300 | 300 | 200
206340217 | STATE | GP6-50-YTVIT 1** | Storage | 76000 |  | 88% | 228 | 456 | 228 | 300 | 150
206340872 | STATE | GHX-34-100 N 2** | Storage | 100000 |  | 90% | 300 | 600 | 300 | 300 | 0
206185792 | STATE | SUF119251*E* 3** | Storage | 250000 | 96% |  | 750 | 1500 | 750 | 0 | 200
206314791 | STATE | SPC 34 130 *E 2** | Storage | 130000 | 96% |  | 390 | 780 | 390 | 0 | 200
206314792 | STATE | GHX 34 130 * 2** | Storage | 130000 | 96% |  | 390 | 780 | 390 | 0 | 200
206314813 | STATE | SPC 50 130 *E 2** | Storage | 130000 | 95% |  | 390 | 780 | 390 | 0 | 200
206314814 | STATE | GHX 50 130 * 2** | Storage | 130000 | 95% |  | 390 | 780 | 390 | 0 | 200
206314824 | STATE | SPC 50 175 *E 2** | Storage | 175000 | 96% |  | 525 | 1050 | 525 | 0 | 200
206314825 | STATE | GHX 50 175 * 2** | Storage | 175000 | 96% |  | 525 | 1050 | 525 | 0 | 200
206314835 | STATE | SPC 50 199 *E 2** | Storage | 199000 | 96% |  | 597 | 1194 | 597 | 0 | 200
206314836 | STATE | GHX 50 199 * 2** | Storage | 199000 | 96% |  | 597 | 1194 | 597 | 0 | 200
206314846 | STATE | SPC 50 150 *E 2** | Storage | 150000 | 95% |  | 450 | 900 | 450 | 0 | 200
206314847 | STATE | GHX 50 150 * 2** | Storage | 150000 | 95% |  | 450 | 900 | 450 | 0 | 200
206331462 | STATE | SHE-50-100 *E 3** | Storage | 100000 | 96% |  | 300 | 600 | 300 | 300 | 200
206331464 | STATE | SHE-75-100 *E 3** | Storage | 100000 | 96% |  | 300 | 600 | 300 | 300 | 200
206331796 | STATE | SHE-50-76 *E 1** | Storage | 76000 | 94% |  | 228 | 456 | 228 | 300 | 200
206167649 | STATE | SUF 60 120*E* 3** | Storage | 120000 | 95% |  | 360 | 720 | 360 | 0 | 200
206167653 | STATE | SUF 100 150*E* 3** | Storage | 150000 | 96% |  | 450 | 900 | 450 | 0 | 200
206167658 | STATE | SUF 100 199*E* 3** | Storage | 199000 | 97% |  | 597 | 1194 | 597 | 0 | 200
206167663 | STATE | SUF 100 250*E* 3** | Storage | 250000 | 96% |  | 750 | 1500 | 750 | 0 | 200
206167666 | STATE | SUF 119 300*E* 3** | Storage | 300000 | 96% |  | 900 | 1800 | 900 | 0 | 200
206167670 | STATE | SUF 119 400*E* 3** | Storage | 399900 | 95% |  | 1199.7 | 2399.4 | 1199.7 | 0 | 200
206170080 | STATE | SUF 119 500*E* 3** | Volume WH (Domestic Hot Water Boiler) | 499900 | 96% |  | 1499.7 | 2999.4 | 1499.7 | 300 | 0
206315224 | STATE | SUFL 250150*E* 3** | Storage | 150000 | 96% |  | 450 | 900 | 450 | 0 | 200
206315225 | STATE | SUFL 250199*E* 3** | Storage | 199000 | 95% |  | 597 | 1194 | 597 | 0 | 200
206315226 | STATE | SUFL 250250*E* 3** | Storage | 250000 | 94% |  | 750 | 1500 | 750 | 0 | 200
206315227 | STATE | SUFL 220300*E* 3** | Storage | 300000 | 94% |  | 900 | 1800 | 900 | 0 | 200
206315228 | STATE | SUFL 220400*E* 3** | Storage | 399900 | 94% |  | 1199.7 | 2399.4 | 1199.7 | 0 | 200
206315236 | STATE | SUFL 220500*E* 3** | Storage | 499900 | 92% |  | 1499.7 | 2999.4 | 1499.7 | 0 | 200
206331373 | STATE | STX-199-*-1** | Storage | 199000 | 96% |  | 597 | 1194 | 597 | 0 | 200
206842886 | STATE | GTS-140-NIH 1** | Tankless, On-Demand | 120000 |  | 90% | 375 | 750 | 375 | 300 | 100
206842729 | STATE | GS6-50-BFUT 1** | Storage | 40000 |  | 70% | 0 | 0 | 0 | 0 | 150
206843217 | STATE | GS6-40-UBVIT 1** | Storage | 42000 |  | 70% | 0 | 0 | 0 | 0 | 150
206860590 | STATE | GS6-40-UBPDS 1** | Storage | 40000 |  | 70% | 0 | 0 | 0 | 0 | 150
206860759 | STATE | GS6-50-UBPDT 1** | Storage | 40000 |  | 70% | 0 | 0 | 0 | 0 | 150
206861430 | STATE | GS6-50-YBVIS 2** | Storage | 40000 |  | 72% | 0 | 0 | 0 | 0 | 200
206861635 | STATE | GS6-40-YRVIT 2** | Storage | 50000 |  | 70% | 0 | 0 | 0 | 0 | 150
206861636 | STATE | GS6-40-YRVITL 2** | Storage | 50000 |  | 70% | 0 | 0 | 0 | 0 | 150
206861812 | STATE | GS6-50-YRVIT 2** | Storage | 50000 |  | 72% | 0 | 0 | 0 | 0 | 200
206861813 | STATE | GS6-50-YRVITL 2** | Storage | 50000 |  | 72% | 0 | 0 | 0 | 0 | 200
206902228 | STATE | GS6-50-YBPDT 3** | Storage | 45000 |  | 72% | 0 | 0 | 0 | 0 | 200
206902229 | STATE | GS6-50-YBPDTL 3** | Storage | 45000 |  | 72% | 0 | 0 | 0 | 0 | 200
206862005 | STATE | GS6-50-YRVHSL 2** | Storage | 62000 |  | 73% | 0 | 0 | 0 | 0 | 200
206902238 | STATE | GS6-50-YRPDTL5 3** | Storage | 62000 |  | 73% | 0 | 0 | 0 | 0 | 200
207471178 | STATE | GP6-40-*RPCSL 1** | Storage | 50000 |  | 90% | 0 | 0 | 0 | 0 | 200
207471183 | STATE | GP6-50-*XPCSL 1** | Storage | 65000 |  | 90% | 0 | 0 | 0 | 0 | 200
206703118 | STATE | GTS-540-NEH 1** | Tankless, On-Demand | 199000 |  | 95% | 375 | 750 | 375 | 300 | 100
206703119 | STATE | GTS-540P-NEH 1** | Tankless, On-Demand | 199000 |  | 95% | 375 | 750 | 375 | 300 | 100
206703120 | STATE | SCT-199O-N 1** | Tankless, On-Demand | 199000 |  | 95% | 375 | 750 | 375 | 300 | 100
206842872 | STATE | GTS-240-NEH 1** | Tankless, On-Demand | 160000 |  | 95% | 375 | 750 | 375 | 300 | 100
206842916 | STATE | GTS-340-NIH 1** | Tankless, On-Demand | 180000 |  | 95% | 375 | 750 | 375 | 300 | 100
207209458 | STATE | GTS-540X3-NEH 1** | Tankless, On-Demand | 199000 |  | 95% | 375 | 750 | 375 | 300 | 100
207861929 | STATE | GTS-340X3-NIH 1** | Tankless, On-Demand | 180000 |  | 95% | 375 | 750 | 375 | 300 | 100
207861941 | STATE | GTS-240X3-NEH 1** | Tankless, On-Demand | 160000 |  | 95% | 375 | 750 | 375 | 300 | 100
213881158 | STATE | STHR-199M 1** | Tankless, On-Demand | 199000 |  | 95% | 375 | 750 | 375 | 300 | 100
213881159 | STATE | STHR-199X3 1** | Tankless, On-Demand | 199000 |  | 95% | 375 | 750 | 375 | 300 | 100
213881198 | STATE | STHR-180M 1** | Tankless, On-Demand | 180000 |  | 95% | 375 | 750 | 375 | 300 | 100
213881199 | STATE | STHR-180X3 1** | Tankless, On-Demand | 180000 |  | 95% | 375 | 750 | 375 | 300 | 100
207708866 | STATE | SPC 34 150 *E 2** | Tankless, On-Demand | 150000 |  | 92% | 375 | 750 | 375 | 0 | 0
207708867 | STATE | GHX 34 150 * 2** | Tankless, On-Demand | 150000 |  | 92% | 375 | 750 | 375 | 0 | 0
213881214 | STATE | STHR-160M 1** | Tankless, On-Demand | 160000 |  | 95% | 375 | 750 | 375 | 300 | 100
213881215 | STATE | STHR-160X3 1** | Tankless, On-Demand | 160000 |  | 95% | 375 | 750 | 375 | 300 | 100
213286792 | STATE | GS6-40-UBPVT 1** | Storage | 42000 |  | 73% | 0 | 0 | 0 | 0 | 200
213286798 | STATE | GS6-50-UBPVT 1** | Storage | 42000 |  | 72% | 0 | 0 | 0 | 0 | 200
206842890 | TAKAGI | T-H3M-OS-N 1** | Tankless, On-Demand | 120000 |  | 91% | 375 | 750 | 375 | 300 | 100
206703059 | TAKAGI | T-H3-DV-N 1** | Tankless, On-Demand | 199000 |  | 93% | 375 | 750 | 375 | 300 | 100
206703069 | TAKAGI | TK-540P-NIH 1** | Tankless, On-Demand | 199000 |  | 93% | 375 | 750 | 375 | 300 | 100
206703070 | TAKAGI | TCT-199I-N 1** | Tankless, On-Demand | 199000 |  | 93% | 375 | 750 | 375 | 300 | 100
206703064 | TAKAGI | T-H3J-DV-N 1** | Tankless, On-Demand | 160000 |  | 94% | 375 | 750 | 375 | 300 | 100
206842920 | TAKAGI | T-H3S-OS-N 1** | Tankless, On-Demand | 180000 |  | 94% | 375 | 750 | 375 | 300 | 100
207861921 | TAKAGI | TK-240X3-NIH 1** | Tankless, On-Demand | 160000 |  | 94% | 375 | 750 | 375 | 300 | 100
207861957 | TAKAGI | TK-340X3-NEH 1** | Tankless, On-Demand | 180000 |  | 94% | 375 | 750 | 375 | 300 | 100
10422629 | TAKAGI | TCT-199I-N | Tankless, On-Demand | 199000 |  | 93% | 375 | 750 | 375 | 300 | 100
10423494 | TAKAGI | TCT-199O-N | Tankless, On-Demand | 199000 |  | 95% | 375 | 750 | 375 | 300 | 100
5526767 | TAKAGI | T-H3-DV-N | Tankless, On-Demand | 199000 |  | 93% | 375 | 750 | 375 | 300 | 100
5526759 | TAKAGI | T-H3J-DV-N | Tankless, On-Demand | 160000 |  | 94% | 375 | 750 | 375 | 300 | 100
5526761 | TAKAGI | T-H3J-OS-N | Tankless, On-Demand | 160000 |  | 95% | 375 | 750 | 375 | 300 | 100
7067087 | TAKAGI | T-H3M-DV-N | Tankless, On-Demand | 120000 |  | 90% | 375 | 750 | 375 | 300 | 100
7067089 | TAKAGI | T-H3M-OS-N | Tankless, On-Demand | 120000 |  | 91% | 375 | 750 | 375 | 300 | 100
5526769 | TAKAGI | T-H3-OS-N | Tankless, On-Demand | 199000 |  | 95% | 375 | 750 | 375 | 300 | 100
5526763 | TAKAGI | T-H3S-DV-N | Tankless, On-Demand | 180000 |  | 95% | 375 | 750 | 375 | 300 | 100
5526765 | TAKAGI | T-H3S-OS-N | Tankless, On-Demand | 180000 |  | 94% | 375 | 750 | 375 | 300 | 100
205233076 | TAKAGI | TK-160X3P-100 | Tankless, On-Demand | 160000 |  | 93% | 375 | 750 | 375 | 300 | 100
205233075 | TAKAGI | TK-180X3P-100 | Tankless, On-Demand | 180000 |  | 93% | 375 | 750 | 375 | 300 | 100
205233074 | TAKAGI | TK-199X3P-100 | Tankless, On-Demand | 199000 |  | 93% | 375 | 750 | 375 | 300 | 100
10014415 | TAKAGI | TK-540P-NEH | Tankless, On-Demand | 199000 |  | 95% | 375 | 750 | 375 | 300 | 100
10014414 | TAKAGI | TK-540P-NIH | Tankless, On-Demand | 199000 |  | 93% | 375 | 750 | 375 | 300 | 100
206842876 | TAKAGI | T-H3M-DV-N 1** | Tankless, On-Demand | 120000 |  | 90% | 375 | 750 | 375 | 300 | 100
206703060 | TAKAGI | T-H3-OS-N 1** | Tankless, On-Demand | 199000 |  | 95% | 375 | 750 | 375 | 300 | 100
206703106 | TAKAGI | TK-540P-NEH 1** | Tankless, On-Demand | 199000 |  | 95% | 375 | 750 | 375 | 300 | 100
206703107 | TAKAGI | TCT-199O-N 1** | Tankless, On-Demand | 199000 |  | 95% | 375 | 750 | 375 | 300 | 100
206842859 | TAKAGI | T-H3J-OS-N 1** | Tankless, On-Demand | 160000 |  | 95% | 375 | 750 | 375 | 300 | 100
206842904 | TAKAGI | T-H3S-DV-N 1** | Tankless, On-Demand | 180000 |  | 95% | 375 | 750 | 375 | 300 | 100
207861933 | TAKAGI | TK-340X3-NIH 1** | Tankless, On-Demand | 180000 |  | 95% | 375 | 750 | 375 | 300 | 100
207861945 | TAKAGI | TK-240X3-NEH 1** | Tankless, On-Demand | 160000 |  | 95% | 375 | 750 | 375 | 300 | 100
204587206 | Techtanium Indirect Water Heater | TT-119-2 | Indirect | None |  |  | 375 | 750 | 375 | 300 | 300
204587203 | Techtanium Indirect Water Heater | TT-40 | Indirect | None |  |  | 375 | 750 | 375 | 300 | 300
204587204 | Techtanium Indirect Water Heater | TT-55 | Indirect | None |  |  | 375 | 750 | 375 | 300 | 300
204587205 | Techtanium Indirect Water Heater | TT-79 | Indirect | None |  |  | 375 | 750 | 375 | 300 | 300
| TFI Everhot | FM-50 | Indirect | None |  |  | 375 | 750 | 375 | 300 | 300
212292419 | The Nudyne Group LLC | E-1250WH | Volume WH (Domestic Hot Water Boiler) | 1250000 | 99% |  | 3750 | 7500 | 3750 | 300 | 0
212292420 | The Nudyne Group LLC | E-2000WH | Volume WH (Domestic Hot Water Boiler) | 2000000 | 99% |  | 6000 | 12000 | 6000 | 300 | 0
212292421 | The Nudyne Group LLC | E-3000WH | Volume WH (Domestic Hot Water Boiler) | 3000000 | 99% |  | 9000 | 18000 | 9000 | 300 | 0
212292422 | The Nudyne Group LLC | E-4000WH | Volume WH (Domestic Hot Water Boiler) | 4000000 | 99% |  | 12000 | 24000 | 12000 | 300 | 0
204707615 | THERMAL SOLUTIONS | AMPW1000 | Volume WH (Domestic Hot Water Boiler) | 1000000 | 98% |  | 3000 | 6000 | 3000 | 300 | 0
204707616 | THERMAL SOLUTIONS | AMPW1250 | Volume WH (Domestic Hot Water Boiler) | 1250000 | 98% |  | 3750 | 7500 | 3750 | 300 | 0
204707617 | THERMAL SOLUTIONS | AMPW1500 | Volume WH (Domestic Hot Water Boiler) | 1500000 | 98% |  | 4500 | 9000 | 4500 | 300 | 0
204707618 | THERMAL SOLUTIONS | AMPW2000 | Volume WH (Domestic Hot Water Boiler) | 2000000 | 98% |  | 6000 | 12000 | 6000 | 300 | 0
204707619 | THERMAL SOLUTIONS | AMPW2500 | Volume WH (Domestic Hot Water Boiler) | 2500000 | 98% |  | 7500 | 15000 | 7500 | 300 | 0
204707620 | THERMAL SOLUTIONS | AMPW3000 | Volume WH (Domestic Hot Water Boiler) | 3000000 | 98% |  | 9000 | 18000 | 9000 | 300 | 0
204707621 | THERMAL SOLUTIONS | AMPW3500 | Volume WH (Domestic Hot Water Boiler) | 3500000 | 98% |  | 10500 | 21000 | 10500 | 300 | 0
204707622 | THERMAL SOLUTIONS | AMPW4000 | Volume WH (Domestic Hot Water Boiler) | 4000000 | 98% |  | 12000 | 24000 | 12000 | 300 | 0
207504198 | THERMAL SOLUTIONS | AMPW400 | Volume WH (Domestic Hot Water Boiler) | 399000 | 98% |  | 1197 | 2394 | 1197 | 300 | 0
207504199 | THERMAL SOLUTIONS | AMPW500 | Volume WH (Domestic Hot Water Boiler) | 500000 | 98% |  | 1500 | 3000 | 1500 | 300 | 0
207504200 | THERMAL SOLUTIONS | AMPW650 | Volume WH (Domestic Hot Water Boiler) | 650000 | 98% |  | 1950 | 3900 | 1950 | 300 | 0
207504201 | THERMAL SOLUTIONS | AMPW800 | Volume WH (Domestic Hot Water Boiler) | 800000 | 98% |  | 2400 | 4800 | 2400 | 300 | 0
207504202 | THERMAL SOLUTIONS | AMPW1000L | Volume WH (Domestic Hot Water Boiler) | 1000000 | 98% |  | 3000 | 6000 | 3000 | 300 | 0
205040809 | THERMALUX | NERC11DV (GQ-C3257WX-FF ET US) | Tankless, On-Demand | 199900 |  | 91% | 375 | 750 | 375 | 300 | 100
205040811 | THERMALUX | NERC98DV (GQ-C2857WS-FF ET US) | Tankless, On-Demand | 180000 |  | 91% | 375 | 750 | 375 | 300 | 100
| Thermo 2000 | TURBOMAX 109 | Indirect | None |  |  | 375 | 750 | 375 | 300 | 300
| Thermo 2000 | TURBOMAX 109A | Indirect | None |  |  | 375 | 750 | 375 | 300 | 300
| Thermo 2000 | TURBOMAX 23 | Indirect | None |  |  | 375 | 750 | 375 | 300 | 300
| Thermo 2000 | TURBOMAX 24 | Indirect | None |  |  | 375 | 750 | 375 | 300 | 300
| Thermo 2000 | TURBOMAX 33 | Indirect | None |  |  | 375 | 750 | 375 | 300 | 300
| Thermo 2000 | TURBOMAX 34 | Indirect | None |  |  | 375 | 750 | 375 | 300 | 300
| Thermo 2000 | TURBOMAX 44 | Indirect | None |  |  | 375 | 750 | 375 | 300 | 300
| Thermo 2000 | TURBOMAX 45 | Indirect | None |  |  | 375 | 750 | 375 | 300 | 300
| Thermo 2000 | TURBOMAX 65 | Indirect | None |  |  | 375 | 750 | 375 | 300 | 300
| Thermo 2000 | TURBOMAX 65A | Indirect | None |  |  | 375 | 750 | 375 | 300 | 300
| THERMO 2000 | DOUBLEMAX 50-4 | Indirect | None |  |  | 375 | 750 | 375 | 0 | 300
| THERMO 2000 | DOUBLEMAX 80-5 | Indirect | None |  |  | 375 | 750 | 375 | 0 | 300
| THERMO 2000 | DOUBLEMAX 120-9 | Indirect | None |  |  | 375 | 750 | 375 | 0 | 300
| THERMO 2000 | TURBOMAX 120-9A-200 | Indirect | None |  |  | 375 | 750 | 375 | 0 | 300
| THERMO 2000 | TURBOMAX 120-9A-125 | Indirect | None |  |  | 375 | 750 | 375 | 0 | 300
| THERMO 2000 | TURBOMAX 120-9 | Indirect | None |  |  | 375 | 750 | 375 | 0 | 300
| THERMO 2000 | TURBOMAX 80-5A-150 | Indirect | None |  |  | 375 | 750 | 375 | 0 | 300
| THERMO 2000 | TURBOMAX 80-5 | Indirect | None |  |  | 375 | 750 | 375 | 0 | 300
| THERMO 2000 | TURBOMAX 50-5 | Indirect | None |  |  | 375 | 750 | 375 | 0 | 300
| THERMO 2000 | TURBOMAX 50-3 | Indirect | None |  |  | 375 | 750 | 375 | 0 | 300
| THERMO 2000 | TURBOMAX 30-3 | Indirect | None |  |  | 375 | 750 | 375 | 0 | 300
| TRIANGLE TUBE | SMART100 | Indirect | None |  |  | 375 | 750 | 375 | 300 | 300
| TRIANGLE TUBE | SMART120 | Indirect | None |  |  | 375 | 750 | 375 | 300 | 300
| TRIANGLE TUBE | SMART30 | Indirect | None |  |  | 375 | 750 | 375 | 300 | 300
| TRIANGLE TUBE | SMART40 | Indirect | None |  |  | 375 | 750 | 375 | 300 | 300
| TRIANGLE TUBE | SMART50 | Indirect | None |  |  | 375 | 750 | 375 | 300 | 300
| TRIANGLE TUBE | SMART60 | Indirect | None |  |  | 375 | 750 | 375 | 300 | 300
| TRIANGLE TUBE | SMART80 | Indirect | None |  |  | 375 | 750 | 375 | 300 | 300
| TRIANGLE TUBE | TWH200 | Tankless, On-Demand | 199000 |  | 94% | 375 | 750 | 375 | 300 | 100
200084665 | TRIANGLE TUBE | KW1000 | Volume WH (Domestic Hot Water Boiler) | 999900 | 95% |  | 2999.7 | 5999.4 | 2999.7 | 300 | 0
200084663 | TRIANGLE TUBE | KW150 | Volume WH (Domestic Hot Water Boiler) | 150000 | 95% |  | 450 | 900 | 450 | 300 | 0
200084661 | TRIANGLE TUBE | KW199 | Volume WH (Domestic Hot Water Boiler) | 199000 | 97% |  | 597 | 1194 | 597 | 300 | 0
200084659 | TRIANGLE TUBE | KW285 | Volume WH (Domestic Hot Water Boiler) | 285000 | 95% |  | 855 | 1710 | 855 | 300 | 0
200084657 | TRIANGLE TUBE | KW399 | Volume WH (Domestic Hot Water Boiler) | 399000 | 96% |  | 1197 | 2394 | 1197 | 300 | 0
200084655 | TRIANGLE TUBE | KW500 | Volume WH (Domestic Hot Water Boiler) | 500000 | 96% |  | 1500 | 3000 | 1500 | 300 | 0
200084671 | TRIANGLE TUBE | KW600 | Volume WH (Domestic Hot Water Boiler) | 600000 | 97% |  | 1800 | 3600 | 1800 | 300 | 0
200084669 | TRIANGLE TUBE | KW750 | Volume WH (Domestic Hot Water Boiler) | 750000 | 94% |  | 2250 | 4500 | 2250 | 300 | 0
200084667 | TRIANGLE TUBE | KW850 | Volume WH (Domestic Hot Water Boiler) | 850000 | 96% |  | 2550 | 5100 | 2550 | 300 | 0
200094549 | TRIANGLE TUBE | TWH180 | Tankless, On-Demand | 180000 |  | 94% | 375 | 750 | 375 | 300 | 100
212847820 | TRIANGLE TUBE | CARDINAL 30 | Indirect | None |  |  | 375 | 750 | 375 | 300 | 300
212847821 | TRIANGLE TUBE | CARDINAL 40 | Indirect | None |  |  | 375 | 750 | 375 | 300 | 300
212847822 | TRIANGLE TUBE | CARDINAL 50 | Indirect | None |  |  | 375 | 750 | 375 | 300 | 300
212847824 | TRIANGLE TUBE | CARDINAL 60 | Indirect | None |  |  | 375 | 750 | 375 | 300 | 300
212847825 | TRIANGLE TUBE | CARDINAL 80 | Indirect | None |  |  | 375 | 750 | 375 | 300 | 300
212847826 | TRIANGLE TUBE | CARDINAL 100 | Indirect | None |  |  | 375 | 750 | 375 | 300 | 300
213927976 | TRIANGLE TUBE | CARDINAL 120 | Indirect | None |  |  | 375 | 750 | 375 | 300 | 300
7818569 | TRINITY | LX200WH | Volume WH (Domestic Hot Water Boiler) | 199000 | 96% |  | 597 | 1194 | 597 | 300 | 0
7818570 | TRINITY | LX300WH | Volume WH (Domestic Hot Water Boiler) | 275000 | 96% |  | 825 | 1650 | 825 | 300 | 0
7818571 | TRINITY | LX400WH | Volume WH (Domestic Hot Water Boiler) | 399000 | 96% |  | 1197 | 2394 | 1197 | 300 | 0
7818572 | TRINITY | LX500WH | Volume WH (Domestic Hot Water Boiler) | 500000 | 96% |  | 1500 | 3000 | 1500 | 300 | 0
7818573 | TRINITY | LX600WH | Volume WH (Domestic Hot Water Boiler) | 600000 | 96% |  | 1800 | 3600 | 1800 | 300 | 0
7818574 | TRINITY | LX700WH | Volume WH (Domestic Hot Water Boiler) | 700000 | 96% |  | 2100 | 4200 | 2100 | 300 | 0
7818575 | TRINITY | LX800WH | Volume WH (Domestic Hot Water Boiler) | 800000 | 96% |  | 2400 | 4800 | 2400 | 300 | 0
| Turbomax | T-109 | Indirect | None |  |  | 375 | 750 | 375 | 300 | 300
| Turbomax | T-109A | Indirect | None |  |  | 375 | 750 | 375 | 300 | 300
| Turbomax | T-23 | Indirect | None |  |  | 375 | 750 | 375 | 300 | 300
| Turbomax | T-33 | Indirect | None |  |  | 375 | 750 | 375 | 300 | 300
| Turbomax | T-44 | Indirect | None |  |  | 375 | 750 | 375 | 300 | 300
| Turbomax | T-45 | Indirect | None |  |  | 375 | 750 | 375 | 300 | 300
| Turbomax | T-65 | Indirect | None |  |  | 375 | 750 | 375 | 300 | 300
| Turbomax | Turbomax 109 | Indirect | None |  |  | 375 | 750 | 375 | 300 | 300
| Turbomax | Turbomax 23 | Indirect | None |  |  | 375 | 750 | 375 | 300 | 300
| Turbomax | Turbomax 24 | Indirect | None |  |  | 375 | 750 | 375 | 300 | 300
| Turbomax | Turbomax 33 | Indirect | None |  |  | 375 | 750 | 375 | 300 | 300
| Turbomax | Turbomax 34 | Indirect | None |  |  | 375 | 750 | 375 | 300 | 300
| Turbomax | Turbomax 44 | Indirect | None |  |  | 375 | 750 | 375 | 300 | 300
| Turbomax | Turbomax 45 | Indirect | None |  |  | 375 | 750 | 375 | 300 | 300
| Turbomax | Turbomax 65 | Indirect | None |  |  | 375 | 750 | 375 | 300 | 300
206842902 | U.S. CRAFTMASTER | GTU-140-NEH 1** | Tankless, On-Demand | 120000 |  | 91% | 375 | 750 | 375 | 300 | 100
206703098 | U.S. CRAFTMASTER | GTU-540P-NIH 1** | Tankless, On-Demand | 199000 |  | 93% | 375 | 750 | 375 | 300 | 100
207524725 | U.S. CRAFTMASTER | GTU-540-NIH 1** | Tankless, On-Demand | 199000 |  | 93% | 375 | 750 | 375 | 300 | 100
206703155 | U.S. CRAFTMASTER | GTU-240-NIH 1** | Tankless, On-Demand | 160000 |  | 94% | 375 | 750 | 375 | 300 | 100
206842932 | U.S. CRAFTMASTER | GTU-340-NEH 1** | Tankless, On-Demand | 180000 |  | 94% | 375 | 750 | 375 | 300 | 100
7067133 | U.S. CRAFTMASTER | GTU 140NEH 100 | Tankless, On-Demand | 120000 |  | 91% | 375 | 750 | 375 | 300 | 100
7067131 | U.S. CRAFTMASTER | GTU 140NIH 100 | Tankless, On-Demand | 120000 |  | 90% | 375 | 750 | 375 | 300 | 100
5527505 | U.S. CRAFTMASTER | GTU 240NEH 100 | Tankless, On-Demand | 160000 |  | 95% | 375 | 750 | 375 | 300 | 100
5527506 | U.S. CRAFTMASTER | GTU 240NIH 100 | Tankless, On-Demand | 160000 |  | 94% | 375 | 750 | 375 | 300 | 100
5527509 | U.S. CRAFTMASTER | GTU 340NEH 100 | Tankless, On-Demand | 180000 |  | 94% | 375 | 750 | 375 | 300 | 100
5527510 | U.S. CRAFTMASTER | GTU 340NIH 100 | Tankless, On-Demand | 180000 |  | 95% | 375 | 750 | 375 | 300 | 100
5527513 | U.S. CRAFTMASTER | GTU 540NEH 100 | Tankless, On-Demand | 199000 |  | 95% | 375 | 750 | 375 | 300 | 100
5527514 | U.S. CRAFTMASTER | GTU 540NIH100 | Tankless, On-Demand | 199000 |  | 93% | 375 | 750 | 375 | 300 | 100
10014437 | U.S. CRAFTMASTER | GTU-540P-NEH | Tankless, On-Demand | 199000 |  | 95% | 375 | 750 | 375 | 300 | 100
10014434 | U.S. CRAFTMASTER | GTU-540P-NIH | Tankless, On-Demand | 199000 |  | 93% | 375 | 750 | 375 | 300 | 100
206703134 | U.S. CRAFTMASTER | GTU-540-NEH 1** | Tankless, On-Demand | 199000 |  | 95% | 375 | 750 | 375 | 300 | 100
206842888 | U.S. CRAFTMASTER | GTU-140-NIH 1** | Tankless, On-Demand | 120000 |  | 90% | 375 | 750 | 375 | 300 | 100
206703135 | U.S. CRAFTMASTER | GTU-540P-NEH 1** | Tankless, On-Demand | 199000 |  | 95% | 375 | 750 | 375 | 300 | 100
206842874 | U.S. CRAFTMASTER | GTU-240-NEH 1** | Tankless, On-Demand | 160000 |  | 95% | 375 | 750 | 375 | 300 | 100
206842918 | U.S. CRAFTMASTER | GTU-340-NIH 1** | Tankless, On-Demand | 180000 |  | 95% | 375 | 750 | 375 | 300 | 100
7057779 | UHE | LUHE100T399E*N* | Storage | 399000 | 94% |  | 1197 | 2394 | 1197 | 0 | 200
7057780 | UHE | LUHE60T125E*N* | Storage | 125000 | 96% |  | 375 | 750 | 375 | 0 | 200
7057790 | UHE | LUHE100T250E*N* | Storage | 250000 | 97% |  | 750 | 1500 | 750 | 0 | 200
7057792 | UHE | LUHE100T199E*N* | Storage | 199900 | 99% |  | 599.7 | 1199.4 | 599.7 | 0 | 200
| Utica | H2OI115CUB | Indirect | None |  |  | 375 | 750 | 375 | 300 | 300
| Utica | H2OI115HOCUB | Indirect | None |  |  | 375 | 750 | 375 | 300 | 300
| Utica | H2OI115HOUB | Indirect | None |  |  | 375 | 750 | 375 | 300 | 300
| Utica | H2OI115UB | Indirect | None |  |  | 375 | 750 | 375 | 300 | 300
| Utica | H2OI40LUB | Indirect | None |  |  | 375 | 750 | 375 | 300 | 300
| Utica | H2OI40UB | Indirect | None |  |  | 375 | 750 | 375 | 300 | 300
| Utica | H2OI50UB | Indirect | None |  |  | 375 | 750 | 375 | 300 | 300
| Utica | H2OI60LUB | Indirect | None |  |  | 375 | 750 | 375 | 300 | 300
| Utica | H2OI60UB | Indirect | None |  |  | 375 | 750 | 375 | 300 | 300
| Utica | H2OI80CUB | Indirect | None |  |  | 375 | 750 | 375 | 300 | 300
| Utica | H2OI80HOCUB | Indirect | None |  |  | 375 | 750 | 375 | 300 | 300
| Utica | H2OI80HOUB | Indirect | None |  |  | 375 | 750 | 375 | 300 | 300
| Utica | H2OI80UB | Indirect | None |  |  | 375 | 750 | 375 | 300 | 300
| VAUGHN | S30TPP | Indirect | None |  |  | 375 | 750 | 375 | 300 | 300
| VAUGHN | S70DTPP | Indirect | None |  |  | 375 | 750 | 375 | 300 | 300
| VAUGHN | S65WHX-201 | Indirect | None |  |  | 375 | 750 | 375 | 300 | 300
| VAUGHN | S65WHX-202 | Indirect | None |  |  | 375 | 750 | 375 | 300 | 300
| VAUGHN | S65WHX-202TB | Indirect | None |  |  | 375 | 750 | 375 | 300 | 300
| VAUGHN | S65WHX-501 | Indirect | None |  |  | 375 | 750 | 375 | 300 | 300
| VAUGHN | S65WHX-502 | Indirect | None |  |  | 375 | 750 | 375 | 300 | 300
| VAUGHN | S65WHX-502TB | Indirect | None |  |  | 375 | 750 | 375 | 300 | 300
| VAUGHN | S80WHX-201 | Indirect | None |  |  | 375 | 750 | 375 | 300 | 300
| VAUGHN | S80WHX-202 | Indirect | None |  |  | 375 | 750 | 375 | 300 | 300
| VAUGHN | S80WHX-202TB | Indirect | None |  |  | 375 | 750 | 375 | 300 | 300
| VAUGHN | S80WHX-501 | Indirect | None |  |  | 375 | 750 | 375 | 300 | 300
| VAUGHN | S80WHX-502 | Indirect | None |  |  | 375 | 750 | 375 | 300 | 300
| VAUGHN | S80WHX-502TB | Indirect | None |  |  | 375 | 750 | 375 | 300 | 300
| VAUGHN | S120WHX-201 | Indirect | None |  |  | 375 | 750 | 375 | 300 | 300
| VAUGHN | S120WHX-202 | Indirect | None |  |  | 375 | 750 | 375 | 300 | 300
| VAUGHN | S120WHX-202TB | Indirect | None |  |  | 375 | 750 | 375 | 300 | 300
| VAUGHN | S120WHX-501 | Indirect | None |  |  | 375 | 750 | 375 | 300 | 300
| VAUGHN | S120WHX-502 | Indirect | None |  |  | 375 | 750 | 375 | 300 | 300
| VAUGHN | S120WHX-502TB | Indirect | None |  |  | 375 | 750 | 375 | 300 | 300
10616189 | VAUGHN | P120FD | Indirect | None |  |  | 375 | 750 | 375 | 300 | 300
10616187 | VAUGHN | P30F | Indirect | None |  |  | 375 | 750 | 375 | 300 | 300
10616193 | VAUGHN | P30FL | Indirect | None |  |  | 375 | 750 | 375 | 300 | 300
10616188 | VAUGHN | P55F | Indirect | None |  |  | 375 | 750 | 375 | 300 | 300
10616191 | VAUGHN | P55FL | Indirect | None |  |  | 375 | 750 | 375 | 300 | 300
10616192 | VAUGHN | P80FD | Indirect | None |  |  | 375 | 750 | 375 | 300 | 300
3999693 | VAUGHN | S27TPP | Indirect | None |  |  | 375 | 750 | 375 | 300 | 300
3999694 | VAUGHN | S35TPP | Indirect | None |  |  | 375 | 750 | 375 | 300 | 300
3999695 | VAUGHN | S50TPP | Indirect | None |  |  | 375 | 750 | 375 | 300 | 300
3999696 | VAUGHN | S70TPP | Indirect | None |  |  | 375 | 750 | 375 | 300 | 300
206901320 | VAUGHN | P80FLD | Indirect | None |  |  | 375 | 750 | 375 | 300 | 300
206901321 | VAUGHN | P120FLD | Indirect | None |  |  | 375 | 750 | 375 | 300 | 300
206901323 | VAUGHN | P45F | Indirect | None |  |  | 375 | 750 | 375 | 300 | 300
206901324 | VAUGHN | P45FD | Indirect | None |  |  | 375 | 750 | 375 | 300 | 300
206901325 | VAUGHN | P80F | Indirect | None |  |  | 375 | 750 | 375 | 300 | 300
206901395 | VAUGHN | P80FL | Indirect | None |  |  | 375 | 750 | 375 | 300 | 300
9008521 | VELOCITY BOILER WORKS | MS2-030 | Indirect | None |  |  | 375 | 750 | 375 | 300 | 300
9008522 | VELOCITY BOILER WORKS | MS2-040 | Indirect | None |  |  | 375 | 750 | 375 | 300 | 300
9008523 | VELOCITY BOILER WORKS | MS2-050 | Indirect | None |  |  | 375 | 750 | 375 | 300 | 300
9008524 | VELOCITY BOILER WORKS | MS2-075 | Indirect | None |  |  | 375 | 750 | 375 | 300 | 300
9008525 | VELOCITY BOILER WORKS | MS2-119 | Indirect | None |  |  | 375 | 750 | 375 | 300 | 300
10499007 | VESTA | VH-150 | Tankless, On-Demand | 150000 |  | 91% | 375 | 750 | 375 | 300 | 100
10499008 | VESTA | VH-199 | Tankless, On-Demand | 199000 |  | 91% | 375 | 750 | 375 | 300 | 100
10511694 | VESTA | VRP-150 | Tankless, On-Demand | 150000 |  | 91% | 375 | 750 | 375 | 300 | 100
10511695 | VESTA | VRP-199 | Tankless, On-Demand | 199000 |  | 91% | 375 | 750 | 375 | 300 | 100
10511692 | VESTA | VRS-150 | Tankless, On-Demand | 150000 |  | 92% | 375 | 750 | 375 | 300 | 100
10511693 | VESTA | VRS-199 | Tankless, On-Demand | 199000 |  | 92% | 375 | 750 | 375 | 300 | 100
212594082 | VESTA | VHP-199 | Tankless, On-Demand | 199000 |  | 95% | 375 | 750 | 375 | 300 | 100
| VIESSMANN | Vitocell 100-B 120 | Indirect | None |  |  | 375 | 750 | 375 | 300 | 300
| VIESSMANN | Vitocell 100-B 79 | Indirect | None |  |  | 375 | 750 | 375 | 300 | 300
| VIESSMANN | Vitocell 100-V 120 | Indirect | None |  |  | 375 | 750 | 375 | 300 | 300
| VIESSMANN | Vitocell 100-V 42 | Indirect | None |  |  | 375 | 750 | 375 | 300 | 300
| VIESSMANN | Vitocell 100-V 53 | Indirect | None |  |  | 375 | 750 | 375 | 300 | 300
| VIESSMANN | Vitocell 100-V 79 | Indirect | None |  |  | 375 | 750 | 375 | 300 | 300
| VIESSMANN | Vitocell 100-VH NCVA 120 | Indirect | None |  |  | 375 | 750 | 375 | 300 | 300
| VIESSMANN | Vitocell 100-VH NCVA 79 | Indirect | None |  |  | 375 | 750 | 375 | 300 | 300
| VIESSMANN | Vitocell 100-VH NCVB 120 | Indirect | None |  |  | 375 | 750 | 375 | 300 | 300
| VIESSMANN | Vitocell 100-VH NCVB 79 | Indirect | None |  |  | 375 | 750 | 375 | 300 | 300
| VIESSMANN | Vitocell 300-B 120 | Indirect | None |  |  | 375 | 750 | 375 | 300 | 300
| VIESSMANN | Vitocell 300-B 79 | Indirect | None |  |  | 375 | 750 | 375 | 300 | 300
| VIESSMANN | Vitocell 300-H 120 | Indirect | None |  |  | 375 | 750 | 375 | 300 | 300
| VIESSMANN | Vitocell 300-H 42 | Indirect | None |  |  | 375 | 750 | 375 | 300 | 300
| VIESSMANN | Vitocell 300-H 53 | Indirect | None |  |  | 375 | 750 | 375 | 300 | 300
| VIESSMANN | Vitocell 300-H 92 | Indirect | None |  |  | 375 | 750 | 375 | 300 | 300
| VIESSMANN | Vitocell 300-V 120 | Indirect | None |  |  | 375 | 750 | 375 | 300 | 300
| VIESSMANN | Vitocell 300-V 53 | Indirect | None |  |  | 375 | 750 | 375 | 300 | 300
| VIESSMANN | Vitocell 300-V 79 | Indirect | None |  |  | 375 | 750 | 375 | 300 | 300
| VIESSMANN | Vitocell 300-V EVIB 42 | Indirect | None |  |  | 375 | 750 | 375 | 300 | 300
| VIESSMANN | Vitocell EVIB 119 | Indirect | None |  |  | 375 | 750 | 375 | 300 | 300
| VIESSMANN | Vitocell 300-W EVIA | Indirect | None |  |  | 375 | 750 | 375 | 300 | 300
207142401 | VIESSMANN | VITOCELL 300-V - EVIB 42 | Indirect | None |  |  | 375 | 750 | 375 | 300 | 300
207142402 | VIESSMANN | VITOCELL 300-V - EVIB 53 | Indirect | None |  |  | 375 | 750 | 375 | 300 | 300
207142403 | VIESSMANN | VITOCELL 300-V - EVIB 79 | Indirect | None |  |  | 375 | 750 | 375 | 300 | 300
207142404 | VIESSMANN | VITOCELL 300-V - EVIB 119 | Indirect | None |  |  | 375 | 750 | 375 | 300 | 300
207142405 | VIESSMANN | VITOCELL 300-B - EVBB 79 | Indirect | None |  |  | 375 | 750 | 375 | 300 | 300
207142406 | VIESSMANN | VITOCELL 300-B - EVBB 119 | Indirect | None |  |  | 375 | 750 | 375 | 300 | 300
| WEIL-MCLAIN | ULTRA PLUS 60 | Indirect | None |  |  | 375 | 750 | 375 | 300 | 300
4733644 | WEIL-MCLAIN | AQUA PLUS-105 | Indirect | None |  |  | 375 | 750 | 375 | 300 | 300
10358740 | WEIL-MCLAIN | AQUA PLUS-105-S2 | Indirect | None |  |  | 375 | 750 | 375 | 300 | 300
4733640 | WEIL-MCLAIN | AQUA PLUS-35 | Indirect | None |  |  | 375 | 750 | 375 | 300 | 300
10358736 | WEIL-MCLAIN | AQUA PLUS-35-S2 | Indirect | None |  |  | 375 | 750 | 375 | 300 | 300
4733641 | WEIL-MCLAIN | AQUA PLUS-45 | Indirect | None |  |  | 375 | 750 | 375 | 300 | 300
10358737 | WEIL-MCLAIN | AQUA PLUS-45-S2 | Indirect | None |  |  | 375 | 750 | 375 | 300 | 300
4733642 | WEIL-MCLAIN | AQUA PLUS-55 | Indirect | None |  |  | 375 | 750 | 375 | 300 | 300
10358738 | WEIL-MCLAIN | AQUA PLUS-55-S2 | Indirect | None |  |  | 375 | 750 | 375 | 300 | 300
4733643 | WEIL-MCLAIN | AQUA PLUS-85 | Indirect | None |  |  | 375 | 750 | 375 | 300 | 300
10358739 | WEIL-MCLAIN | AQUA PLUS-85-S2 | Indirect | None |  |  | 375 | 750 | 375 | 300 | 300
202086765 | WEIL-MCLAIN | AQUA PRO 119 | Indirect | None |  |  | 375 | 750 | 375 | 300 | 300
202086763 | WEIL-MCLAIN | AQUA PRO 30 | Indirect | None |  |  | 375 | 750 | 375 | 300 | 300
202086764 | WEIL-MCLAIN | AQUA PRO 55 | Indirect | None |  |  | 375 | 750 | 375 | 300 | 300
202086766 | WEIL-MCLAIN | AQUA PRO 80 | Indirect | None |  |  | 375 | 750 | 375 | 300 | 300
5493380 | WEIL-MCLAIN | WM97+ CWH | Indirect | None |  |  | 375 | 750 | 375 | 300 | 300
| WESTINGHOUSE | WI030 | Indirect | None |  |  | 375 | 750 | 375 | 300 | 300
| WESTINGHOUSE | WI040 | Indirect | None |  |  | 375 | 750 | 375 | 300 | 300
| WESTINGHOUSE | WI050 | Indirect | None |  |  | 375 | 750 | 375 | 300 | 300
| WESTINGHOUSE | WI060 | Indirect | None |  |  | 375 | 750 | 375 | 300 | 300
| WESTINGHOUSE | WI080 | Indirect | None |  |  | 375 | 750 | 375 | 300 | 300
| WESTINGHOUSE | WI100 | Indirect | None |  |  | 375 | 750 | 375 | 300 | 300
10265122 | WESTINGHOUSE | WGC055**130 | Storage | 130000 | 94% |  | 390 | 780 | 390 | 0 | 200
10265126 | WESTINGHOUSE | WGC080**130 | Storage | 130000 | 95% |  | 390 | 780 | 390 | 0 | 200
10265130 | WESTINGHOUSE | WGC119**130 | Storage | 130000 | 96% |  | 390 | 780 | 390 | 0 | 200
10265143 | WESTINGHOUSE | WGCM080**130 | Storage | 130000 | 96% |  | 390 | 780 | 390 | 0 | 200
10265133 | WESTINGHOUSE | WGCM100**130 | Storage | 130000 | 96% |  | 390 | 780 | 390 | 0 | 200
10265123 | WESTINGHOUSE | WGC055**160 | Storage | 160000 | 95% |  | 480 | 960 | 480 | 0 | 200
10265127 | WESTINGHOUSE | WGC080**160 | Storage | 160000 | 96% |  | 480 | 960 | 480 | 0 | 200
10265131 | WESTINGHOUSE | WGC119**160 | Storage | 160000 | 96% |  | 480 | 960 | 480 | 0 | 200
10265124 | WESTINGHOUSE | WGC055**199 | Storage | 199000 | 95% |  | 597 | 1194 | 597 | 0 | 200
10265128 | WESTINGHOUSE | WGC080**199 | Storage | 199000 | 95% |  | 597 | 1194 | 597 | 0 | 200
10265134 | WESTINGHOUSE | WGCM100**199 | Storage | 199000 | 95% |  | 597 | 1194 | 597 | 0 | 200
10265132 | WESTINGHOUSE | WGC119**199 | Storage | 199000 | 96% |  | 597 | 1194 | 597 | 0 | 200
10265142 | WESTINGHOUSE | WGCM080**199 | Storage | 199000 | 96% |  | 597 | 1194 | 597 | 0 | 200
10341462 | WESTINGHOUSE | WGCGH**199* | Tankless, On-Demand | 199000 |  | 92% | 375 | 750 | 375 | 300 | 100
10347169 | WESTINGHOUSE | WGRGH**150* | Tankless, On-Demand | 150000 |  | 94% | 375 | 750 | 375 | 300 | 100
10347168 | WESTINGHOUSE | WGRGH**199* | Tankless, On-Demand | 199000 |  | 92% | 375 | 750 | 375 | 300 | 100
8561845 | WESTINGHOUSE | WGRTCNG199 | Tankless, On-Demand | 199000 |  | 93% | 375 | 750 | 375 | 300 | 100
8581431 | WESTINGHOUSE | WGRTCONG199 | Tankless, On-Demand | 199000 |  | 93% | 375 | 750 | 375 | 300 | 100
10147090 | WESTINGHOUSE | WGRTNG150 | Tankless, On-Demand | 150000 |  | 93% | 375 | 750 | 375 | 300 | 100
7426606 | WESTINGHOUSE | WGRTNG199 | Tankless, On-Demand | 199000 |  | 96% | 375 | 750 | 375 | 300 | 100
10147093 | WESTINGHOUSE | WGRTONG150 | Tankless, On-Demand | 150000 |  | 93% | 375 | 750 | 375 | 300 | 100
8663948 | WESTINGHOUSE | WGRTONG199 | Tankless, On-Demand | 199000 |  | 96% | 375 | 750 | 375 | 300 | 100
10324078 | WESTINGHOUSE | WGR050**076 | Storage | 76000 |  | 90% | 228 | 456 | 228 | 300 | 200
10324090 | WESTINGHOUSE | WGR060**076 | Storage | 76000 |  | 88% | 228 | 456 | 228 | 300 | 200
10324102 | WESTINGHOUSE | WGR080**076 | Storage | 76000 |  | 87% | 228 | 456 | 228 | 300 | 200
10324151 | WESTINGHOUSE | WGC055**100 | Storage | 100000 |  | 89% | 300 | 600 | 300 | 300 | 200
10324153 | WESTINGHOUSE | WGC080**100 | Storage | 100000 |  | 93% | 300 | 600 | 300 | 300 | 200
10324773 | WESTINGHOUSE | WGRGH20**76F | Storage | 76000 |  | 89% | 228 | 456 | 228 | 300 | 200
10324774 | WESTINGHOUSE | WGRGH20**75F | Storage | 75000 |  | 88% | 225 | 450 | 225 | 300 | 200
5953058 | WILLIAMSON-THERMOFLO | GL-105 | Indirect | None |  |  | 375 | 750 | 375 | 300 | 300
5953054 | WILLIAMSON-THERMOFLO | GL-32 | Indirect | None |  |  | 375 | 750 | 375 | 300 | 300
5953055 | WILLIAMSON-THERMOFLO | GL-42 | Indirect | None |  |  | 375 | 750 | 375 | 300 | 300
5953056 | WILLIAMSON-THERMOFLO | GL-53 | Indirect | None |  |  | 375 | 750 | 375 | 300 | 300
5953057 | WILLIAMSON-THERMOFLO | GL-80 | Indirect | None |  |  | 375 | 750 | 375 | 300 | 300

## AHRI Furnaces
The New York Midstream Heating and Water Heating Program - Furnaces |  |  |  |  | Effective: January 1, 2024 Last Update: July 1, 2024
> Not a comprehensive list. For questions or confirmation of equipment eligibility, please contact your account manager or Energy Solutions at 332-266-4467 or heat-ne@energy-solution.com. > Sales that total 5 or more units must receive pre-approval to guarantee the incentive. > Territory Eligibility: Heating equipment incentives are available for equipment installed in commercial, industrial and some multifamily buildings. Please call Energy Solutions for pre-approval on ALL multifamily sales. > For Incentive Columns: "C&I" is Commercial & Industrial, "MMMF" is Master-Metered Multifamily, "IMMF" is Individually-Metered Multifamily, and "RESI" is Single-Family Residential.
AHRI # | Manufacturer | Model | Input BTUh | AFUE | ECM Motor | National Grid C&I and MMMF Incentive | National Grid C&I and MMMF Incentive2 | National Grid RESI and IMMF Incentive | National Grid RESI and IMMF Incentive2 | Con Edison C&I and MMMF Incentive | Con Edison C&I and MMMF Incentive2 | Con Edison IMMF Incentive | Con Edison IMMF Incentive2
202266332 | AC PRO | KG7SC 038D-23A | 38000 | 92% | No | 100 | 200 | 0 | 0 | 100 | 200 | 250 | 500
202266386 | AC PRO | KG7SC 038D-23A* | 38000 | 92% | No | 100 | 200 | 0 | 0 | 100 | 200 | 250 | 500
202266393 | AC PRO | KG7SD 038D-24B* | 38000 | 95% | No | 100 | 200 | 0 | 0 | 100 | 200 | 250 | 500
202266339 | AC PRO | KG7SD 038D-24B | 38000 | 95% | No | 100 | 200 | 0 | 0 | 100 | 200 | 250 | 500
202266401 | AC PRO | KG7SL 090D-35C* | 90000 | 92% | No | 100 | 200 | 0 | 0 | 100 | 200 | 250 | 500
202266391 | AC PRO | KG7SC 108D-45D* | 108000 | 92% | No | 100 | 200 | 0 | 0 | 100 | 200 | 250 | 500
202266392 | AC PRO | KG7SC 120D-45D* | 120000 | 92% | No | 100 | 200 | 0 | 0 | 100 | 200 | 250 | 500
202266399 | AC PRO | KG7SL 054D-24B* | 54000 | 92% | No | 100 | 200 | 0 | 0 | 100 | 200 | 250 | 500
202266333 | AC PRO | KG7SC 054D-24B | 54000 | 92% | No | 100 | 200 | 0 | 0 | 100 | 200 | 250 | 500
202266350 | AC PRO | KG7SL 054D-24B | 54000 | 92% | No | 100 | 200 | 0 | 0 | 100 | 200 | 250 | 500
202266387 | AC PRO | KG7SC 054D-24B* | 54000 | 92% | No | 100 | 200 | 0 | 0 | 100 | 200 | 250 | 500
202266394 | AC PRO | KG7SD 054D-24B* | 54000 | 95% | No | 100 | 200 | 0 | 0 | 100 | 200 | 250 | 500
202266403 | AC PRO | KG7SM 054D-24B* | 54000 | 95% | No | 100 | 200 | 0 | 0 | 100 | 200 | 250 | 500
202266340 | AC PRO | KG7SD 054D-24B | 54000 | 95% | No | 100 | 200 | 0 | 0 | 100 | 200 | 250 | 500
202266354 | AC PRO | KG7SM 054D-24B | 54000 | 95% | No | 100 | 200 | 0 | 0 | 100 | 200 | 250 | 500
202266337 | AC PRO | KG7SC 108D-45D | 108000 | 92% | No | 100 | 200 | 0 | 0 | 100 | 200 | 250 | 500
202266352 | AC PRO | KG7SL 090D-35C | 90000 | 92% | No | 100 | 200 | 0 | 0 | 100 | 200 | 250 | 500
202266390 | AC PRO | KG7SC 090D-35C* | 90000 | 92% | No | 100 | 200 | 0 | 0 | 100 | 200 | 250 | 500
202266336 | AC PRO | KG7SC 090D-35C | 90000 | 92% | No | 100 | 200 | 0 | 0 | 100 | 200 | 250 | 500
202266402 | AC PRO | KG7SL 120D-45D* | 120000 | 92% | No | 100 | 200 | 0 | 0 | 100 | 200 | 250 | 500
202266338 | AC PRO | KG7SC 120D-45D | 120000 | 92% | No | 100 | 200 | 0 | 0 | 100 | 200 | 250 | 500
202266353 | AC PRO | KG7SL 120D-45D | 120000 | 92% | No | 100 | 200 | 0 | 0 | 100 | 200 | 250 | 500
202266344 | AC PRO | KG7SD 120D-45D | 120000 | 94.3% | No | 100 | 200 | 0 | 0 | 100 | 200 | 250 | 500
202266395 | AC PRO | KG7SD 072D-35C* | 72000 | 95% | No | 100 | 200 | 0 | 0 | 100 | 200 | 250 | 500
202266404 | AC PRO | KG7SM 072D-35C* | 72000 | 95% | No | 100 | 200 | 0 | 0 | 100 | 200 | 250 | 500
202266341 | AC PRO | KG7SD 072D-35C | 72000 | 95% | No | 100 | 200 | 0 | 0 | 100 | 200 | 250 | 500
202266355 | AC PRO | KG7SM 072D-35C | 72000 | 95% | No | 100 | 200 | 0 | 0 | 100 | 200 | 250 | 500
202266400 | AC PRO | KG7SL 072D-24B* | 72000 | 92% | No | 100 | 200 | 0 | 0 | 100 | 200 | 250 | 500
202266334 | AC PRO | KG7SC 072D-24B | 72000 | 92% | No | 100 | 200 | 0 | 0 | 100 | 200 | 250 | 500
202266335 | AC PRO | KG7SC 072D-35C | 72000 | 92% | No | 100 | 200 | 0 | 0 | 100 | 200 | 250 | 500
202266351 | AC PRO | KG7SL 072D-24B | 72000 | 92% | No | 100 | 200 | 0 | 0 | 100 | 200 | 250 | 500
202266388 | AC PRO | KG7SC 072D-24B* | 72000 | 92% | No | 100 | 200 | 0 | 0 | 100 | 200 | 250 | 500
202266389 | AC PRO | KG7SC 072D-35C* | 72000 | 92% | No | 100 | 200 | 0 | 0 | 100 | 200 | 250 | 500
202266406 | AC PRO | KG7SM 118D-45D* | 118000 | 95% | No | 100 | 200 | 0 | 0 | 100 | 200 | 250 | 500
202266396 | AC PRO | KG7SD 090D-35C* | 90000 | 95% | No | 100 | 200 | 0 | 0 | 100 | 200 | 250 | 500
202266405 | AC PRO | KG7SM 090D-35C* | 90000 | 95% | No | 100 | 200 | 0 | 0 | 100 | 200 | 250 | 500
202266342 | AC PRO | KG7SD 090D-35C | 90000 | 95% | No | 100 | 200 | 0 | 0 | 100 | 200 | 250 | 500
202266356 | AC PRO | KG7SM 090D-35C | 90000 | 95% | No | 100 | 200 | 0 | 0 | 100 | 200 | 250 | 500
202266397 | AC PRO | KG7SD 108D-45D* | 108000 | 95% | No | 100 | 200 | 0 | 0 | 100 | 200 | 250 | 500
202266343 | AC PRO | KG7SD 108D-45D | 108000 | 95% | No | 100 | 200 | 0 | 0 | 100 | 200 | 250 | 500
202266357 | AC PRO | KG7SM 118D-45D | 118000 | 95% | No | 100 | 200 | 0 | 0 | 100 | 200 | 250 | 500
202266398 | AC PRO | KG7SD 120D-45D* | 120000 | 94.3% | No | 100 | 200 | 0 | 0 | 100 | 200 | 250 | 500
204762173 | AC PRO | KG7SC-054D-T24B* | 54000 | 92% | Yes | 100 | 200 | 100 | 200 | 200 | 400 | 250 | 500
202266407 | AC PRO | KG7SD 054D-23EB* | 54000 | 95% | Yes | 100 | 200 | 150 | 300 | 200 | 400 | 250 | 500
202266374 | AC PRO | KG7SD 054D-23EB | 54000 | 95% | Yes | 100 | 200 | 150 | 300 | 200 | 400 | 250 | 500
204032280 | AC PRO | 95G1UH040BE12X-* | 40000 | 95% | Yes | 100 | 200 | 150 | 300 | 200 | 400 | 250 | 500
204032281 | AC PRO | 95G1UH060BE12X-* | 60000 | 95% | Yes | 100 | 200 | 150 | 300 | 200 | 400 | 250 | 500
204038605 | AC PRO | KG7TC-060D-V24B1 | 60000 | 95% | Yes | 100 | 200 | 150 | 300 | 200 | 400 | 250 | 500
204032282 | AC PRO | 95G1UH080CE16X-* | 80000 | 95% | Yes | 100 | 200 | 150 | 300 | 200 | 400 | 250 | 500
204038606 | AC PRO | KG7TC-080D-V35C1 | 80000 | 95% | Yes | 100 | 200 | 150 | 300 | 200 | 400 | 250 | 500
204038617 | AC PRO | KG7TC-080*-V35C1 | 80000 | 95% | Yes | 100 | 200 | 150 | 300 | 200 | 400 | 250 | 500
202266408 | AC PRO | KG7SD 072D-35EC* | 72000 | 95% | Yes | 100 | 200 | 150 | 300 | 200 | 400 | 250 | 500
202266375 | AC PRO | KG7SD 072D-35EC | 72000 | 95% | Yes | 100 | 200 | 150 | 300 | 200 | 400 | 250 | 500
202266370 | AC PRO | KG7TL 080*-*C* | 80000 | 95.1% | Yes | 100 | 200 | 150 | 300 | 200 | 400 | 250 | 500
202266409 | AC PRO | KG7SD 090D-35EC* | 90000 | 95% | Yes | 100 | 200 | 150 | 300 | 200 | 400 | 250 | 500
202266376 | AC PRO | KG7SD 090D-35EC | 90000 | 95% | Yes | 100 | 200 | 150 | 300 | 200 | 400 | 250 | 500
204032283 | AC PRO | 95G1UH100CE20X-* | 100000 | 95% | Yes | 100 | 200 | 150 | 300 | 200 | 400 | 250 | 500
204038607 | AC PRO | KG7TC-100D-V35C1 | 100000 | 95% | Yes | 100 | 200 | 150 | 300 | 200 | 400 | 250 | 500
204038618 | AC PRO | KG7TC-100*-V35C1 | 100000 | 95% | Yes | 100 | 200 | 150 | 300 | 200 | 400 | 250 | 500
202266371 | AC PRO | KG7TL 100*-*C* | 100000 | 95.1% | Yes | 100 | 200 | 150 | 300 | 200 | 400 | 250 | 500
204038616 | AC PRO | KG7TC-060*-V24B1 | 60000 | 95% | Yes | 100 | 200 | 150 | 300 | 200 | 400 | 250 | 500
202266369 | AC PRO | KG7TL 060*-*B* | 60000 | 95.1% | Yes | 100 | 200 | 150 | 300 | 200 | 400 | 250 | 500
202266410 | AC PRO | KG7SD 108D-35ED* | 108000 | 95% | Yes | 100 | 200 | 150 | 300 | 200 | 400 | 250 | 500
202266377 | AC PRO | KG7SD 108D-35ED | 108000 | 95% | Yes | 100 | 200 | 150 | 300 | 200 | 400 | 250 | 500
202266411 | AC PRO | KG7SD 120D-35ED* | 120000 | 94.3% | Yes | 100 | 200 | 150 | 300 | 200 | 400 | 250 | 500
202266378 | AC PRO | KG7SD 120D-35ED | 120000 | 94.3% | Yes | 100 | 200 | 150 | 300 | 200 | 400 | 250 | 500
202266372 | AC PRO | KG7TL 120*-*D* | 120000 | 94.8% | Yes | 100 | 200 | 150 | 300 | 200 | 400 | 250 | 500
204032276 | AC PRO | A97US2V040B12X-*-* | 40000 | 97.5% | Yes | 100 | 200 | 200 | 400 | 200 | 400 | 250 | 500
204032277 | AC PRO | A97US2V060B12X-** | 60000 | 97.5% | Yes | 100 | 200 | 200 | 400 | 200 | 400 | 250 | 500
204038608 | AC PRO | KG7TE-060D-E24B1 | 60000 | 96% | Yes | 100 | 200 | 200 | 400 | 200 | 400 | 250 | 500
204038612 | AC PRO | KG7TN-060D-E24B1 | 60000 | 96% | Yes | 100 | 200 | 200 | 400 | 200 | 400 | 250 | 500
204032278 | AC PRO | A97US2V080C16X-*-* | 80000 | 97.5% | Yes | 100 | 200 | 200 | 400 | 200 | 400 | 250 | 500
204032279 | AC PRO | A97US2V080C20X-*-* | 80000 | 97.5% | Yes | 100 | 200 | 200 | 400 | 200 | 400 | 250 | 500
204038609 | AC PRO | KG7TE-080D-E35C1 | 80000 | 96% | Yes | 100 | 200 | 200 | 400 | 200 | 400 | 250 | 500
204038610 | AC PRO | KG7TE-080D-V35C1 | 80000 | 96% | Yes | 100 | 200 | 200 | 400 | 200 | 400 | 250 | 500
204038613 | AC PRO | KG7TN-080D-E35C1 | 80000 | 96% | Yes | 100 | 200 | 200 | 400 | 200 | 400 | 250 | 500
204038611 | AC PRO | KG7TE-100D-E35C1 | 100000 | 96% | Yes | 100 | 200 | 200 | 400 | 200 | 400 | 250 | 500
204038614 | AC PRO | KG7TN-100D-E35C1 | 100000 | 96% | Yes | 100 | 200 | 200 | 400 | 200 | 400 | 250 | 500
204038615 | AC PRO | KG7TN-115D-E45D1 | 115000 | 96% | Yes | 100 | 200 | 200 | 400 | 200 | 400 | 250 | 500
209240191 | AC PRO | 96G2UH030BE08-* | 30000 | 96% | Yes | 100 | 200 | 200 | 400 | 200 | 400 | 250 | 500
209430544 | AC PRO | R104HD-X24K060C | 60000 | 95% | Yes | 100 | 200 | 150 | 300 | 200 | 400 | 250 | 500
209430545 | AC PRO | R104HD-X30K060C | 60000 | 95% | Yes | 100 | 200 | 150 | 300 | 200 | 400 | 250 | 500
209430546 | AC PRO | R104HD-X36K080C | 80000 | 95% | Yes | 100 | 200 | 150 | 300 | 200 | 400 | 250 | 500
209430547 | AC PRO | R104HD-X42K080C | 80000 | 95% | Yes | 100 | 200 | 150 | 300 | 200 | 400 | 250 | 500
209430548 | AC PRO | R104HD-X48K096C | 96000 | 95% | Yes | 100 | 200 | 150 | 300 | 200 | 400 | 250 | 500
209430549 | AC PRO | R104HD-X60K096C | 96000 | 95% | Yes | 100 | 200 | 150 | 300 | 200 | 400 | 250 | 500
213148566 | ACIQ | N96VSN1002120B | 100000 | 96.3% | Yes | 100 | 200 | 200 | 400 | 200 | 400 | 250 | 500
213148567 | ACIQ | N96VSN1002120B*D | 100000 | 95% | Yes | 100 | 200 | 150 | 300 | 200 | 400 | 250 | 500
213148568 | ACIQ | G96VTN1202422B | 120000 | 96.7% | Yes | 100 | 200 | 200 | 400 | 200 | 400 | 250 | 500
213148569 | ACIQ | G96VTN1202422B*D | 120000 | 95% | Yes | 100 | 200 | 150 | 300 | 200 | 400 | 250 | 500
213148570 | ACIQ | N96VSN1202422B | 120000 | 96.1% | Yes | 100 | 200 | 200 | 400 | 200 | 400 | 250 | 500
213148571 | ACIQ | N96VSN1202422B*D | 120000 | 95% | Yes | 100 | 200 | 150 | 300 | 200 | 400 | 250 | 500
213146239 | ACIQ | N95MSU1002120A | 100000 | 95% | Yes | 100 | 200 | 150 | 300 | 200 | 400 | 250 | 500
213146240 | ACIQ | N95MSU1002122A | 100000 | 95% | Yes | 100 | 200 | 150 | 300 | 200 | 400 | 250 | 500
213146184 | ACIQ | N95ESU0401712A | 40000 | 95% | Yes | 100 | 200 | 150 | 300 | 200 | 400 | 250 | 500
213146189 | ACIQ | G95CSU0601716A | 60000 | 95% | Yes | 100 | 200 | 150 | 300 | 200 | 400 | 250 | 500
213146190 | ACIQ | G95CSU0802120A | 80000 | 95% | Yes | 100 | 200 | 150 | 300 | 200 | 400 | 250 | 500
213148474 | ACIQ | N92MSN0401412A | 40000 | 92.1% | Yes | 100 | 200 | 100 | 200 | 200 | 400 | 250 | 500
213148475 | ACIQ | N92MSN0401412A* | 40000 | 92.1% | Yes | 100 | 200 | 100 | 200 | 200 | 400 | 250 | 500
213148476 | ACIQ | N92MSN0401712A | 40000 | 92.1% | Yes | 100 | 200 | 100 | 200 | 200 | 400 | 250 | 500
213148477 | ACIQ | N92MSN0401712A* | 40000 | 92.1% | Yes | 100 | 200 | 100 | 200 | 200 | 400 | 250 | 500
213148478 | ACIQ | N92MSN0601412A | 60000 | 92.1% | Yes | 100 | 200 | 100 | 200 | 200 | 400 | 250 | 500
213148479 | ACIQ | N92MSN0601412A* | 60000 | 92.1% | Yes | 100 | 200 | 100 | 200 | 200 | 400 | 250 | 500
213148480 | ACIQ | N92MSN0601714A | 60000 | 92.1% | Yes | 100 | 200 | 100 | 200 | 200 | 400 | 250 | 500
213148481 | ACIQ | N92MSN0601714A* | 60000 | 92.1% | Yes | 100 | 200 | 100 | 200 | 200 | 400 | 250 | 500
213148482 | ACIQ | N92MSN0801716A | 80000 | 92.1% | Yes | 100 | 200 | 100 | 200 | 200 | 400 | 250 | 500
213148483 | ACIQ | N92MSN0801716A* | 80000 | 92.1% | Yes | 100 | 200 | 100 | 200 | 200 | 400 | 250 | 500
213148484 | ACIQ | N92MSN0802120A | 80000 | 92.1% | Yes | 100 | 200 | 100 | 200 | 200 | 400 | 250 | 500
213148485 | ACIQ | N92MSN0802120A* | 80000 | 92.1% | Yes | 100 | 200 | 100 | 200 | 200 | 400 | 250 | 500
213148486 | ACIQ | N92MSN1002120A | 100000 | 92.1% | Yes | 100 | 200 | 100 | 200 | 200 | 400 | 250 | 500
213148487 | ACIQ | N92MSN1002120A* | 100000 | 92.1% | Yes | 100 | 200 | 100 | 200 | 200 | 400 | 250 | 500
213148488 | ACIQ | N92MSN1002122A | 100000 | 92.1% | Yes | 100 | 200 | 100 | 200 | 200 | 400 | 250 | 500
213148489 | ACIQ | N92MSN1002122A* | 100000 | 92.1% | Yes | 100 | 200 | 100 | 200 | 200 | 400 | 250 | 500
213148490 | ACIQ | N92MSN1202420A | 120000 | 92.1% | Yes | 100 | 200 | 100 | 200 | 200 | 400 | 250 | 500
213148491 | ACIQ | N92MSN1202420A* | 120000 | 92.1% | Yes | 100 | 200 | 100 | 200 | 200 | 400 | 250 | 500
213148492 | ACIQ | N96MSN0261410A | 26000 | 96% | Yes | 100 | 200 | 200 | 400 | 200 | 400 | 250 | 500
213148493 | ACIQ | N96MSN0261410A*D | 26000 | 95% | Yes | 100 | 200 | 150 | 300 | 200 | 400 | 250 | 500
213148494 | ACIQ | N96MSN0401410A | 40000 | 96% | Yes | 100 | 200 | 200 | 400 | 200 | 400 | 250 | 500
213148495 | ACIQ | N96MSN0401410A* | 40000 | 96% | Yes | 100 | 200 | 200 | 400 | 200 | 400 | 250 | 500
213148496 | ACIQ | N96MSN0401410A**D | 40000 | 95% | Yes | 100 | 200 | 150 | 300 | 200 | 400 | 250 | 500
213148497 | ACIQ | N96MSN0401410A*D | 40000 | 95% | Yes | 100 | 200 | 150 | 300 | 200 | 400 | 250 | 500
213148498 | ACIQ | N96MSN0401712A | 40000 | 96.7% | Yes | 100 | 200 | 200 | 400 | 200 | 400 | 250 | 500
213148499 | ACIQ | N96MSN0401712A* | 40000 | 96.7% | Yes | 100 | 200 | 200 | 400 | 200 | 400 | 250 | 500
213148500 | ACIQ | N96MSN0401712A**D | 40000 | 95% | Yes | 100 | 200 | 150 | 300 | 200 | 400 | 250 | 500
213148501 | ACIQ | N96MSN0401712A*D | 40000 | 95% | Yes | 100 | 200 | 150 | 300 | 200 | 400 | 250 | 500
213148502 | ACIQ | N96MSN0601412A | 60000 | 95% | Yes | 100 | 200 | 150 | 300 | 200 | 400 | 250 | 500
213148503 | ACIQ | N96MSN0601412A* | 60000 | 95% | Yes | 100 | 200 | 150 | 300 | 200 | 400 | 250 | 500
213148504 | ACIQ | N96MSN0601412A**D | 60000 | 95% | Yes | 100 | 200 | 150 | 300 | 200 | 400 | 250 | 500
213148505 | ACIQ | N96MSN0601412A*D | 60000 | 95% | Yes | 100 | 200 | 150 | 300 | 200 | 400 | 250 | 500
213148506 | ACIQ | N96MSN0601716A | 60000 | 97% | Yes | 100 | 200 | 200 | 400 | 200 | 400 | 250 | 500
213148507 | ACIQ | N96MSN0601716A* | 60000 | 97% | Yes | 100 | 200 | 200 | 400 | 200 | 400 | 250 | 500
213148508 | ACIQ | N96MSN0601716A**D | 60000 | 95% | Yes | 100 | 200 | 150 | 300 | 200 | 400 | 250 | 500
213148509 | ACIQ | N96MSN0601716A*D | 60000 | 95% | Yes | 100 | 200 | 150 | 300 | 200 | 400 | 250 | 500
213148510 | ACIQ | N96MSN0801716A**D | 80000 | 95% | Yes | 100 | 200 | 150 | 300 | 200 | 400 | 250 | 500
213148511 | ACIQ | N96MSN0801716A*D | 80000 | 95% | Yes | 100 | 200 | 150 | 300 | 200 | 400 | 250 | 500
213148512 | ACIQ | N96MSN0802120A | 80000 | 97% | Yes | 100 | 200 | 200 | 400 | 200 | 400 | 250 | 500
213148513 | ACIQ | N96MSN0802120A* | 80000 | 97% | Yes | 100 | 200 | 200 | 400 | 200 | 400 | 250 | 500
213148514 | ACIQ | N96MSN0802120A**D | 80000 | 95% | Yes | 100 | 200 | 150 | 300 | 200 | 400 | 250 | 500
213148515 | ACIQ | N96MSN0802120A*D | 80000 | 95% | Yes | 100 | 200 | 150 | 300 | 200 | 400 | 250 | 500
213148516 | ACIQ | N96MSN1002120A | 100000 | 96.3% | Yes | 100 | 200 | 200 | 400 | 200 | 400 | 250 | 500
213148517 | ACIQ | N96MSN1002120A* | 100000 | 96.3% | Yes | 100 | 200 | 200 | 400 | 200 | 400 | 250 | 500
213148518 | ACIQ | N96MSN1002120A**D | 100000 | 95% | Yes | 100 | 200 | 150 | 300 | 200 | 400 | 250 | 500
213148519 | ACIQ | N96MSN1002120A*D | 100000 | 95% | Yes | 100 | 200 | 150 | 300 | 200 | 400 | 250 | 500
213146191 | ACIQ | G95CSU1002122A | 100000 | 95% | Yes | 100 | 200 | 150 | 300 | 200 | 400 | 250 | 500
213146236 | ACIQ | N95MSU0401712A | 40000 | 95% | Yes | 100 | 200 | 150 | 300 | 200 | 400 | 250 | 500
213146237 | ACIQ | N95MSU0601716A | 60000 | 95% | Yes | 100 | 200 | 150 | 300 | 200 | 400 | 250 | 500
213146238 | ACIQ | N95MSU0802120A | 80000 | 95% | Yes | 100 | 200 | 150 | 300 | 200 | 400 | 250 | 500
213148793 | ACIQ | N96VSN0401410A | 40000 | 96% | Yes | 100 | 200 | 200 | 400 | 200 | 400 | 250 | 500
213148794 | ACIQ | N96VSN0401410A*D | 40000 | 95% | Yes | 100 | 200 | 150 | 300 | 200 | 400 | 250 | 500
213148795 | ACIQ | N96VSN0401712A | 40000 | 96% | Yes | 100 | 200 | 200 | 400 | 200 | 400 | 250 | 500
213148796 | ACIQ | N96VSN0401712A*D | 40000 | 95% | Yes | 100 | 200 | 150 | 300 | 200 | 400 | 250 | 500
213148797 | ACIQ | N96VSN0601412A | 60000 | 95% | Yes | 100 | 200 | 150 | 300 | 200 | 400 | 250 | 500
213148798 | ACIQ | N96VSN0601412A*D | 60000 | 95% | Yes | 100 | 200 | 150 | 300 | 200 | 400 | 250 | 500
213148799 | ACIQ | N96VSN0601714A | 60000 | 96% | Yes | 100 | 200 | 200 | 400 | 200 | 400 | 250 | 500
213148800 | ACIQ | N96VSN0601714A*D | 60000 | 95% | Yes | 100 | 200 | 150 | 300 | 200 | 400 | 250 | 500
213148801 | ACIQ | N96VSN0801716A | 80000 | 96% | Yes | 100 | 200 | 200 | 400 | 200 | 400 | 250 | 500
213148802 | ACIQ | N96VSN0801716A*D | 80000 | 95% | Yes | 100 | 200 | 150 | 300 | 200 | 400 | 250 | 500
213148803 | ACIQ | N96VSN0802120A | 80000 | 96% | Yes | 100 | 200 | 200 | 400 | 200 | 400 | 250 | 500
213148804 | ACIQ | N96VSN0802120A*D | 80000 | 95% | Yes | 100 | 200 | 150 | 300 | 200 | 400 | 250 | 500
213148805 | ACIQ | N96VSN1002120A | 100000 | 96% | Yes | 100 | 200 | 200 | 400 | 200 | 400 | 250 | 500
213148806 | ACIQ | N96VSN1002120A*D | 100000 | 95% | Yes | 100 | 200 | 150 | 300 | 200 | 400 | 250 | 500
213148807 | ACIQ | N96VSN1202422A | 120000 | 96% | Yes | 100 | 200 | 200 | 400 | 200 | 400 | 250 | 500
213148808 | ACIQ | N96VSN1202422A*D | 120000 | 95% | Yes | 100 | 200 | 150 | 300 | 200 | 400 | 250 | 500
213148520 | ACIQ | N96MSN1002122A | 100000 | 96.3% | Yes | 100 | 200 | 200 | 400 | 200 | 400 | 250 | 500
213148521 | ACIQ | N96MSN1002122A* | 100000 | 96.3% | Yes | 100 | 200 | 200 | 400 | 200 | 400 | 250 | 500
213148522 | ACIQ | N96MSN1002122A**D | 100000 | 95% | Yes | 100 | 200 | 150 | 300 | 200 | 400 | 250 | 500
213148523 | ACIQ | N96MSN1002122A*D | 100000 | 95% | Yes | 100 | 200 | 150 | 300 | 200 | 400 | 250 | 500
213148524 | ACIQ | N96MSN1202422A | 120000 | 96.1% | Yes | 100 | 200 | 200 | 400 | 200 | 400 | 250 | 500
213148525 | ACIQ | N96MSN1202422A* | 120000 | 96.1% | Yes | 100 | 200 | 200 | 400 | 200 | 400 | 250 | 500
213148526 | ACIQ | N96MSN1202422A**D | 120000 | 95% | Yes | 100 | 200 | 150 | 300 | 200 | 400 | 250 | 500
213148527 | ACIQ | N96MSN1202422A*D | 120000 | 95% | Yes | 100 | 200 | 150 | 300 | 200 | 400 | 250 | 500
213148528 | ACIQ | N96MSN1402422A | 140000 | 95% | Yes | 100 | 200 | 150 | 300 | 200 | 400 | 250 | 500
213148529 | ACIQ | N96MSN1402422A*D | 140000 | 95% | Yes | 100 | 200 | 150 | 300 | 200 | 400 | 250 | 500
213148530 | ACIQ | N96MSN0801716A | 80000 | 97% | Yes | 100 | 200 | 200 | 400 | 200 | 400 | 250 | 500
213148531 | ACIQ | N96MSN0801716A* | 80000 | 97% | Yes | 100 | 200 | 200 | 400 | 200 | 400 | 250 | 500
213148538 | ACIQ | G96VTN0401410B | 40000 | 96% | Yes | 100 | 200 | 200 | 400 | 200 | 400 | 250 | 500
213148539 | ACIQ | G96VTN0401410B*D | 40000 | 95% | Yes | 100 | 200 | 150 | 300 | 200 | 400 | 250 | 500
213148540 | ACIQ | G96VTN0401712B | 40000 | 96% | Yes | 100 | 200 | 200 | 400 | 200 | 400 | 250 | 500
213148541 | ACIQ | G96VTN0401712B*D | 40000 | 95% | Yes | 100 | 200 | 150 | 300 | 200 | 400 | 250 | 500
213148542 | ACIQ | N96VSN0401410B | 40000 | 96% | Yes | 100 | 200 | 200 | 400 | 200 | 400 | 250 | 500
213148543 | ACIQ | N96VSN0401410B*D | 40000 | 95% | Yes | 100 | 200 | 150 | 300 | 200 | 400 | 250 | 500
213148544 | ACIQ | N96VSN0401712B | 40000 | 96.7% | Yes | 100 | 200 | 200 | 400 | 200 | 400 | 250 | 500
213148545 | ACIQ | N96VSN0401712B*D | 40000 | 95% | Yes | 100 | 200 | 150 | 300 | 200 | 400 | 250 | 500
213148546 | ACIQ | G96VTN0601412B | 60000 | 95% | Yes | 100 | 200 | 150 | 300 | 200 | 400 | 250 | 500
213148547 | ACIQ | G96VTN0601412B*D | 60000 | 95% | Yes | 100 | 200 | 150 | 300 | 200 | 400 | 250 | 500
213148548 | ACIQ | G96VTN0601716B | 60000 | 96.3% | Yes | 100 | 200 | 200 | 400 | 200 | 400 | 250 | 500
213148549 | ACIQ | G96VTN0601716B*D | 60000 | 95% | Yes | 100 | 200 | 150 | 300 | 200 | 400 | 250 | 500
213148550 | ACIQ | N96VSN0601412B | 60000 | 95% | Yes | 100 | 200 | 150 | 300 | 200 | 400 | 250 | 500
213148551 | ACIQ | N96VSN0601412B*D | 60000 | 95% | Yes | 100 | 200 | 150 | 300 | 200 | 400 | 250 | 500
213148552 | ACIQ | N96VSN0601716B | 60000 | 97% | Yes | 100 | 200 | 200 | 400 | 200 | 400 | 250 | 500
213148553 | ACIQ | N96VSN0601716B*D | 60000 | 95% | Yes | 100 | 200 | 150 | 300 | 200 | 400 | 250 | 500
213148554 | ACIQ | G96VTN0801716B | 80000 | 96.2% | Yes | 100 | 200 | 200 | 400 | 200 | 400 | 250 | 500
213148555 | ACIQ | G96VTN0801716B*D | 80000 | 95% | Yes | 100 | 200 | 150 | 300 | 200 | 400 | 250 | 500
213148556 | ACIQ | G96VTN0802120B | 80000 | 96.7% | Yes | 100 | 200 | 200 | 400 | 200 | 400 | 250 | 500
213148557 | ACIQ | G96VTN0802120B*D | 80000 | 95% | Yes | 100 | 200 | 150 | 300 | 200 | 400 | 250 | 500
213148558 | ACIQ | N96VSN0801716B | 80000 | 97% | Yes | 100 | 200 | 200 | 400 | 200 | 400 | 250 | 500
213148559 | ACIQ | N96VSN0801716B*D | 80000 | 95% | Yes | 100 | 200 | 150 | 300 | 200 | 400 | 250 | 500
213148560 | ACIQ | N96VSN0802120B | 80000 | 97% | Yes | 100 | 200 | 200 | 400 | 200 | 400 | 250 | 500
213148561 | ACIQ | N96VSN0802120B*D | 80000 | 95% | Yes | 100 | 200 | 150 | 300 | 200 | 400 | 250 | 500
213148562 | ACIQ | G96VTN1002120B | 100000 | 96.1% | Yes | 100 | 200 | 200 | 400 | 200 | 400 | 250 | 500
213148563 | ACIQ | G96VTN1002120B*D | 100000 | 95% | Yes | 100 | 200 | 150 | 300 | 200 | 400 | 250 | 500
213148564 | ACIQ | G96VTN1002122B | 100000 | 96.2% | Yes | 100 | 200 | 200 | 400 | 200 | 400 | 250 | 500
213148565 | ACIQ | G96VTN1002122B*D | 100000 | 95% | Yes | 100 | 200 | 150 | 300 | 200 | 400 | 250 | 500
201715010 | ADAMS | A(L,C,S)HEO-75-2.5 | 75000 | 92.6% | Yes | 100 | 200 | 100 | 200 | 200 | 400 | 250 | 500
201701807 | ADVANCE COMFORT SYSTEM | 92AF1DF045P12B-* | 44000 | 92.1% | No | 100 | 200 | 0 | 0 | 100 | 200 | 250 | 500
201701819 | ADVANCE COMFORT SYSTEM | 92AF1UH045P08B-* | 44000 | 92.1% | No | 100 | 200 | 0 | 0 | 100 | 200 | 250 | 500
201701823 | ADVANCE COMFORT SYSTEM | 92AF1UH045P12B-* | 44000 | 92.1% | No | 100 | 200 | 0 | 0 | 100 | 200 | 250 | 500
201701836 | ADVANCE COMFORT SYSTEM | 92AF1UH090P12C-* | 88000 | 92.1% | No | 100 | 200 | 0 | 0 | 100 | 200 | 250 | 500
201701840 | ADVANCE COMFORT SYSTEM | 92AF1UH090P16C-* | 88000 | 92.1% | No | 100 | 200 | 0 | 0 | 100 | 200 | 250 | 500
201701859 | ADVANCE COMFORT SYSTEM | 92AF1DF090P16C-* | 88000 | 92.1% | No | 100 | 200 | 0 | 0 | 100 | 200 | 250 | 500
201701844 | ADVANCE COMFORT SYSTEM | 92AF1UH110P16C-* | 110000 | 92.1% | No | 100 | 200 | 0 | 0 | 100 | 200 | 250 | 500
201701847 | ADVANCE COMFORT SYSTEM | 92AF1UH110P20C-* | 110000 | 92.1% | No | 100 | 200 | 0 | 0 | 100 | 200 | 250 | 500
201701851 | ADVANCE COMFORT SYSTEM | 92AF1UH135P20D-* | 132000 | 92.1% | No | 100 | 200 | 0 | 0 | 100 | 200 | 250 | 500
201701855 | ADVANCE COMFORT SYSTEM | 95AF1DF070P12B-* | 66000 | 95% | No | 100 | 200 | 0 | 0 | 100 | 200 | 250 | 500
201701812 | ADVANCE COMFORT SYSTEM | 92AF1DF070P12B-* | 66000 | 92.1% | No | 100 | 200 | 0 | 0 | 100 | 200 | 250 | 500
201701827 | ADVANCE COMFORT SYSTEM | 92AF1UH070P08B-* | 66000 | 92.1% | No | 100 | 200 | 0 | 0 | 100 | 200 | 250 | 500
201701832 | ADVANCE COMFORT SYSTEM | 92AF1UH070P12B-* | 66000 | 92.1% | No | 100 | 200 | 0 | 0 | 100 | 200 | 250 | 500
201701815 | ADVANCE COMFORT SYSTEM | 92AF1DF110P20C-* | 110000 | 92.1% | No | 100 | 200 | 0 | 0 | 100 | 200 | 250 | 500
201701011 | AIREASE | A93UH1D045B08A-* | 44000 | 93% | No | 100 | 200 | 0 | 0 | 100 | 200 | 250 | 500
201692949 | AIREASE | A93UH1D045B12A-* | 44000 | 93% | No | 100 | 200 | 0 | 0 | 100 | 200 | 250 | 500
201692951 | AIREASE | A93DF1D045B12A-* | 44000 | 93% | No | 100 | 200 | 0 | 0 | 100 | 200 | 250 | 500
201692979 | AIREASE | A95DF1D045B12*-* | 44000 | 95% | No | 100 | 200 | 0 | 0 | 100 | 200 | 250 | 500
201692991 | AIREASE | A95UH1D045B08*-* | 44000 | 95% | No | 100 | 200 | 0 | 0 | 100 | 200 | 250 | 500
201692995 | AIREASE | A95UH1D045B12*-* | 44000 | 95% | No | 100 | 200 | 0 | 0 | 100 | 200 | 250 | 500
201692955 | AIREASE | A93DF1D090C16A-* | 88000 | 93% | No | 100 | 200 | 0 | 0 | 100 | 200 | 250 | 500
202180850 | AIREASE | A93DF1D110C20A-** | 110000 | 93% | No | 100 | 200 | 0 | 0 | 100 | 200 | 250 | 500
201692967 | AIREASE | A93UH1D110C16A-* | 110000 | 93% | No | 100 | 200 | 0 | 0 | 100 | 200 | 250 | 500
202180851 | AIREASE | A93DF1D110C20A** | 110000 | 93% | No | 100 | 200 | 0 | 0 | 100 | 200 | 250 | 500
201692969 | AIREASE | A93UH1D110C20A-* | 110000 | 93% | No | 100 | 200 | 0 | 0 | 100 | 200 | 250 | 500
201701039 | AIREASE | A95DF1D070B12*-* | 66000 | 95% | No | 100 | 200 | 0 | 0 | 100 | 200 | 250 | 500
201692999 | AIREASE | A95UH1D070B12*-* | 66000 | 95% | No | 100 | 200 | 0 | 0 | 100 | 200 | 250 | 500
201692953 | AIREASE | A93DF1D070B12A-* | 66000 | 93% | No | 100 | 200 | 0 | 0 | 100 | 200 | 250 | 500
201692959 | AIREASE | A93UH1D070B08A-* | 66000 | 93% | No | 100 | 200 | 0 | 0 | 100 | 200 | 250 | 500
201692961 | AIREASE | A93UH1D070B12A-* | 66000 | 93% | No | 100 | 200 | 0 | 0 | 100 | 200 | 250 | 500
201692963 | AIREASE | A93UH1D090C12A-* | 88000 | 93% | No | 100 | 200 | 0 | 0 | 100 | 200 | 250 | 500
201692965 | AIREASE | A93UH1D090C16A-* | 88000 | 93% | No | 100 | 200 | 0 | 0 | 100 | 200 | 250 | 500
201692983 | AIREASE | A95DF1D090C20*-* | 88000 | 95% | No | 100 | 200 | 0 | 0 | 100 | 200 | 250 | 500
201693003 | AIREASE | A95UH1D090C12*-* | 88000 | 95% | No | 100 | 200 | 0 | 0 | 100 | 200 | 250 | 500
201693007 | AIREASE | A95UH1D090C16*-* | 88000 | 95% | No | 100 | 200 | 0 | 0 | 100 | 200 | 250 | 500
201692987 | AIREASE | A95DF1D110C20*-* | 110000 | 95% | No | 100 | 200 | 0 | 0 | 100 | 200 | 250 | 500
201693011 | AIREASE | A95UH1D110C20*-* | 110000 | 95% | No | 100 | 200 | 0 | 0 | 100 | 200 | 250 | 500
201693015 | AIREASE | A95UH1D110C16*-* | 110000 | 95% | No | 100 | 200 | 0 | 0 | 100 | 200 | 250 | 500
201692971 | AIREASE | A93UH1D135D20A-* | 132000 | 93% | No | 100 | 200 | 0 | 0 | 100 | 200 | 250 | 500
201693019 | AIREASE | A95UH1D135D20*-* | 132000 | 95% | No | 100 | 200 | 0 | 0 | 100 | 200 | 250 | 500
203926023 | AIREASE | A93UH1E030B12A* | 30000 | 93% | Yes | 100 | 200 | 100 | 200 | 200 | 400 | 250 | 500
203926025 | AIREASE | A93UH1E070B12A* | 66000 | 93% | Yes | 100 | 200 | 100 | 200 | 200 | 400 | 250 | 500
203926031 | AIREASE | A93DF1E070B12A* | 66000 | 93% | Yes | 100 | 200 | 100 | 200 | 200 | 400 | 250 | 500
203926024 | AIREASE | A93UH1E045C12A* | 44000 | 93% | Yes | 100 | 200 | 100 | 200 | 200 | 400 | 250 | 500
203926030 | AIREASE | A93DF1E045B12A* | 44000 | 93% | Yes | 100 | 200 | 100 | 200 | 200 | 400 | 250 | 500
203926026 | AIREASE | A93UH1E090C12A* | 88000 | 93% | Yes | 100 | 200 | 100 | 200 | 200 | 400 | 250 | 500
203926027 | AIREASE | A93UH1E090C16A* | 88000 | 93% | Yes | 100 | 200 | 100 | 200 | 200 | 400 | 250 | 500
203926032 | AIREASE | A93DF1E090C16A* | 88000 | 93% | Yes | 100 | 200 | 100 | 200 | 200 | 400 | 250 | 500
203926028 | AIREASE | A93UH1E110C16A* | 110000 | 93% | Yes | 100 | 200 | 100 | 200 | 200 | 400 | 250 | 500
203926029 | AIREASE | A93UH1E110C20A* | 110000 | 93% | Yes | 100 | 200 | 100 | 200 | 200 | 400 | 250 | 500
201707061 | AIREASE | A95DF2E045B12*-* | 44000 | 95% | Yes | 100 | 200 | 150 | 300 | 200 | 400 | 250 | 500
201693079 | AIREASE | A95UH1E045B12-* | 44000 | 95% | Yes | 100 | 200 | 150 | 300 | 200 | 400 | 250 | 500
201693111 | AIREASE | A95DF1E045B12-* | 44000 | 95% | Yes | 100 | 200 | 150 | 300 | 200 | 400 | 250 | 500
203996927 | AIREASE | A95UH1E045B12*-** | 44000 | 95% | Yes | 100 | 200 | 150 | 300 | 200 | 400 | 250 | 500
203996932 | AIREASE | A95DF1E045B12*-** | 44000 | 95% | Yes | 100 | 200 | 150 | 300 | 200 | 400 | 250 | 500
201707063 | AIREASE | A95DF2E070B16*-* | 66000 | 95% | Yes | 100 | 200 | 150 | 300 | 200 | 400 | 250 | 500
201693085 | AIREASE | A95DF1E070B16-* | 66000 | 95% | Yes | 100 | 200 | 150 | 300 | 200 | 400 | 250 | 500
201693095 | AIREASE | A95UH1E070B12-* | 66000 | 95% | Yes | 100 | 200 | 150 | 300 | 200 | 400 | 250 | 500
203996928 | AIREASE | A95UH1E070B12*-** | 66000 | 95% | Yes | 100 | 200 | 150 | 300 | 200 | 400 | 250 | 500
203996933 | AIREASE | A95DF1E070B16*-** | 66000 | 95% | Yes | 100 | 200 | 150 | 300 | 200 | 400 | 250 | 500
201707065 | AIREASE | A95DF2E090C16*-* | 88000 | 95% | Yes | 100 | 200 | 150 | 300 | 200 | 400 | 250 | 500
201693099 | AIREASE | A95UH1E090C16-* | 88000 | 95% | Yes | 100 | 200 | 150 | 300 | 200 | 400 | 250 | 500
201693113 | AIREASE | A95DF1E090C16-* | 88000 | 95% | Yes | 100 | 200 | 150 | 300 | 200 | 400 | 250 | 500
203996929 | AIREASE | A95UH1E090C16*-** | 88000 | 95% | Yes | 100 | 200 | 150 | 300 | 200 | 400 | 250 | 500
203996934 | AIREASE | A95DF1E090C16*-** | 88000 | 95% | Yes | 100 | 200 | 150 | 300 | 200 | 400 | 250 | 500
201707067 | AIREASE | A95DF2E110C20*-* | 110000 | 95% | Yes | 100 | 200 | 150 | 300 | 200 | 400 | 250 | 500
201693091 | AIREASE | A95DF1E110C20-* | 110000 | 95% | Yes | 100 | 200 | 150 | 300 | 200 | 400 | 250 | 500
201693103 | AIREASE | A95UH1E110C20-* | 110000 | 95% | Yes | 100 | 200 | 150 | 300 | 200 | 400 | 250 | 500
203996930 | AIREASE | A95UH1E110C20*-** | 110000 | 95% | Yes | 100 | 200 | 150 | 300 | 200 | 400 | 250 | 500
203996935 | AIREASE | A95DF1E110C20*-** | 110000 | 95% | Yes | 100 | 200 | 150 | 300 | 200 | 400 | 250 | 500
201707059 | AIREASE | A95UH2E135D20*-* | 132000 | 95% | Yes | 100 | 200 | 150 | 300 | 200 | 400 | 250 | 500
201693107 | AIREASE | A95UH1E135D20-* | 132000 | 95% | Yes | 100 | 200 | 150 | 300 | 200 | 400 | 250 | 500
203996931 | AIREASE | A95UH1E135D20*-** | 132000 | 95% | Yes | 100 | 200 | 150 | 300 | 200 | 400 | 250 | 500
201695943 | AIREASE | A96US2V045B12S-* | 44000 | 96% | Yes | 100 | 200 | 200 | 400 | 200 | 400 | 250 | 500
201695954 | AIREASE | A96DS2V045B12S-* | 44000 | 96% | Yes | 100 | 200 | 200 | 400 | 200 | 400 | 250 | 500
201710516 | AIREASE | A96UH2E045B12*-* | 44000 | 96% | Yes | 100 | 200 | 200 | 400 | 200 | 400 | 250 | 500
201710526 | AIREASE | A96DF2E045B12*-* | 44000 | 96% | Yes | 100 | 200 | 200 | 400 | 200 | 400 | 250 | 500
201870439 | AIREASE | A97US2V040B12X-*-* | 40000 | 97.5% | Yes | 100 | 200 | 200 | 400 | 200 | 400 | 250 | 500
201710534 | AIREASE | A96UH2E030B08*-* | 30000 | 96% | Yes | 100 | 200 | 200 | 400 | 200 | 400 | 250 | 500
201870445 | AIREASE | A97US2V060B12X-** | 60000 | 97.5% | Yes | 100 | 200 | 200 | 400 | 200 | 400 | 250 | 500
201705430 | AIREASE | A97USMV135D20S-* | 132000 | 97% | Yes | 100 | 200 | 200 | 400 | 200 | 400 | 250 | 500
201705422 | AIREASE | A97USMV070B12S-* | 66000 | 97% | Yes | 100 | 200 | 200 | 400 | 200 | 400 | 250 | 500
201705432 | AIREASE | A97DSMV070B12S-* | 66000 | 97% | Yes | 100 | 200 | 200 | 400 | 200 | 400 | 250 | 500
201695945 | AIREASE | A96US2V070B12S-* | 66000 | 96% | Yes | 100 | 200 | 200 | 400 | 200 | 400 | 250 | 500
201695956 | AIREASE | A96DS2V070B16S-* | 66000 | 96% | Yes | 100 | 200 | 200 | 400 | 200 | 400 | 250 | 500
201710518 | AIREASE | A96UH2E070B12*-* | 66000 | 96% | Yes | 100 | 200 | 200 | 400 | 200 | 400 | 250 | 500
201710528 | AIREASE | A96DF2E070B16*-* | 66000 | 96% | Yes | 100 | 200 | 200 | 400 | 200 | 400 | 250 | 500
201870447 | AIREASE | A97US2V080C16X-*-* | 80000 | 97.5% | Yes | 100 | 200 | 200 | 400 | 200 | 400 | 250 | 500
201870449 | AIREASE | A97US2V080C20X-*-* | 80000 | 97.5% | Yes | 100 | 200 | 200 | 400 | 200 | 400 | 250 | 500
203999098 | AIREASE | A97US2V080C20X-* | 80000 | 97.5% | Yes | 100 | 200 | 200 | 400 | 200 | 400 | 250 | 500
201705424 | AIREASE | A97USMV090C16S-* | 88000 | 97% | Yes | 100 | 200 | 200 | 400 | 200 | 400 | 250 | 500
201705426 | AIREASE | A97USMV090C20S-* | 88000 | 97% | Yes | 100 | 200 | 200 | 400 | 200 | 400 | 250 | 500
201705434 | AIREASE | A97DSMV090C16S-* | 88000 | 97% | Yes | 100 | 200 | 200 | 400 | 200 | 400 | 250 | 500
201705436 | AIREASE | A97DSMV090C20S-* | 88000 | 97% | Yes | 100 | 200 | 200 | 400 | 200 | 400 | 250 | 500
201705440 | AIREASE | A97USMV090C12S-* | 88000 | 97% | Yes | 100 | 200 | 200 | 400 | 200 | 400 | 250 | 500
201695960 | AIREASE | A96US2V090C12S-* | 88000 | 96% | Yes | 100 | 200 | 200 | 400 | 200 | 400 | 250 | 500
201695964 | AIREASE | A96DS2V090C20S-* | 88000 | 96% | Yes | 100 | 200 | 200 | 400 | 200 | 400 | 250 | 500
201695966 | AIREASE | A96US2V090C20S-* | 88000 | 96% | Yes | 100 | 200 | 200 | 400 | 200 | 400 | 250 | 500
201696025 | AIREASE | A96US2V090C16*-* | 88000 | 96% | Yes | 100 | 200 | 200 | 400 | 200 | 400 | 250 | 500
201710520 | AIREASE | A96UH2E090C16*-* | 88000 | 96% | Yes | 100 | 200 | 200 | 400 | 200 | 400 | 250 | 500
201710530 | AIREASE | A96DF2E090C16*-* | 88000 | 96% | Yes | 100 | 200 | 200 | 400 | 200 | 400 | 250 | 500
203999093 | AIREASE | A96US2V090C20-* | 88000 | 96% | Yes | 100 | 200 | 200 | 400 | 200 | 400 | 250 | 500
203999096 | AIREASE | A96DS2V090C20-* | 88000 | 96% | Yes | 100 | 200 | 200 | 400 | 200 | 400 | 250 | 500
201705428 | AIREASE | A97USMV110C20S-* | 110000 | 97% | Yes | 100 | 200 | 200 | 400 | 200 | 400 | 250 | 500
201705438 | AIREASE | A97DSMV110C20S-* | 110000 | 97% | Yes | 100 | 200 | 200 | 400 | 200 | 400 | 250 | 500
201695949 | AIREASE | A96US2V110C20S-* | 110000 | 96% | Yes | 100 | 200 | 200 | 400 | 200 | 400 | 250 | 500
201695952 | AIREASE | A96US2V110C16S-* | 110000 | 96% | Yes | 100 | 200 | 200 | 400 | 200 | 400 | 250 | 500
201695958 | AIREASE | A96DS2V110C20S-* | 110000 | 96% | Yes | 100 | 200 | 200 | 400 | 200 | 400 | 250 | 500
201710522 | AIREASE | A96UH2E110C20*-* | 110000 | 96% | Yes | 100 | 200 | 200 | 400 | 200 | 400 | 250 | 500
201710532 | AIREASE | A96DF2E110C20*-* | 110000 | 96% | Yes | 100 | 200 | 200 | 400 | 200 | 400 | 250 | 500
203999094 | AIREASE | A96US2V110C20-* | 110000 | 96% | Yes | 100 | 200 | 200 | 400 | 200 | 400 | 250 | 500
203999097 | AIREASE | A96DS2V110C20-* | 110000 | 96% | Yes | 100 | 200 | 200 | 400 | 200 | 400 | 250 | 500
201695947 | AIREASE | A96US2V135D20S-* | 132000 | 96% | Yes | 100 | 200 | 200 | 400 | 200 | 400 | 250 | 500
203999095 | AIREASE | A96US2V135D20-* | 132000 | 96% | Yes | 100 | 200 | 200 | 400 | 200 | 400 | 250 | 500
206800736 | AIREASE | A93UH1E045B12A* | 44000 | 93% | Yes | 100 | 200 | 100 | 200 | 200 | 400 | 250 | 500
213350269 | AIREASE | A97US2V045B12S-*-* | 44000 | 97% | Yes | 100 | 200 | 200 | 400 | 200 | 400 | 250 | 500
213350271 | AIREASE | A97US2V070B12S-*-* | 66000 | 97% | Yes | 100 | 200 | 200 | 400 | 200 | 400 | 250 | 500
213350273 | AIREASE | A97US2V090C12S-*-* | 88000 | 97% | Yes | 100 | 200 | 200 | 400 | 200 | 400 | 250 | 500
213350275 | AIREASE | A97US2V090C16S-*-* | 88000 | 97% | Yes | 100 | 200 | 200 | 400 | 200 | 400 | 250 | 500
213350277 | AIREASE | A97US2V090C20S-*-* | 88000 | 97% | Yes | 100 | 200 | 200 | 400 | 200 | 400 | 250 | 500
213350279 | AIREASE | A97US2V110C16S-*-* | 110000 | 97% | Yes | 100 | 200 | 200 | 400 | 200 | 400 | 250 | 500
213350281 | AIREASE | A97US2V110C20S-*-* | 110000 | 97% | Yes | 100 | 200 | 200 | 400 | 200 | 400 | 250 | 500
213350283 | AIREASE | A97US2V135D20S-*-* | 132000 | 97% | Yes | 100 | 200 | 200 | 400 | 200 | 400 | 250 | 500
213350285 | AIREASE | A97DS2V045B12S-*-* | 44000 | 97% | Yes | 100 | 200 | 200 | 400 | 200 | 400 | 250 | 500
213350287 | AIREASE | A97DS2V070B16S-*-* | 66000 | 97% | Yes | 100 | 200 | 200 | 400 | 200 | 400 | 250 | 500
213350289 | AIREASE | A97DS2V090C20S-*-* | 88000 | 97% | Yes | 100 | 200 | 200 | 400 | 200 | 400 | 250 | 500
213350291 | AIREASE | A97DS2V110C20S-*-* | 110000 | 97% | Yes | 100 | 200 | 200 | 400 | 200 | 400 | 250 | 500
209191282 | AIREASE | A96DF1E045B12-** | 44000 | 96.1% | Yes | 100 | 200 | 200 | 400 | 200 | 400 | 250 | 500
209191284 | AIREASE | A96DF1E070B16-** | 66000 | 96.1% | Yes | 100 | 200 | 200 | 400 | 200 | 400 | 250 | 500
209191286 | AIREASE | A96DF1E090C16-** | 88000 | 96.1% | Yes | 100 | 200 | 200 | 400 | 200 | 400 | 250 | 500
209191288 | AIREASE | A96DF1E110C20-** | 110000 | 96% | Yes | 100 | 200 | 200 | 400 | 200 | 400 | 250 | 500
209191291 | AIREASE | A96UH1E030B12-** | 30000 | 96% | Yes | 100 | 200 | 200 | 400 | 200 | 400 | 250 | 500
209191294 | AIREASE | A96UH1E045B12-** | 44000 | 96.6% | Yes | 100 | 200 | 200 | 400 | 200 | 400 | 250 | 500
209191296 | AIREASE | A96UH1E070B12-** | 66000 | 96.1% | Yes | 100 | 200 | 200 | 400 | 200 | 400 | 250 | 500
209191298 | AIREASE | A96UH1E090C16-** | 88000 | 96.3% | Yes | 100 | 200 | 200 | 400 | 200 | 400 | 250 | 500
209191300 | AIREASE | A96UH1E110C20-** | 110000 | 96.4% | Yes | 100 | 200 | 200 | 400 | 200 | 400 | 250 | 500
209191303 | AIREASE | A96UH1E135D20-** | 132000 | 96% | Yes | 100 | 200 | 200 | 400 | 200 | 400 | 250 | 500
213433329 | AIREASE | A97DF2E045B12-** | 44000 | 97% | Yes | 100 | 200 | 200 | 400 | 200 | 400 | 250 | 500
213433331 | AIREASE | A97DF2E070B16-** | 66000 | 97% | Yes | 100 | 200 | 200 | 400 | 200 | 400 | 250 | 500
213433333 | AIREASE | A97DF2E090C16-** | 88000 | 97% | Yes | 100 | 200 | 200 | 400 | 200 | 400 | 250 | 500
213433335 | AIREASE | A97DF2E110C20-** | 110000 | 97% | Yes | 100 | 200 | 200 | 400 | 200 | 400 | 250 | 500
213433338 | AIREASE | A97UH2E045B12-** | 44000 | 97% | Yes | 100 | 200 | 200 | 400 | 200 | 400 | 250 | 500
213433340 | AIREASE | A97UH2E070B12-** | 66000 | 97% | Yes | 100 | 200 | 200 | 400 | 200 | 400 | 250 | 500
213433342 | AIREASE | A97UH2E090C16-** | 88000 | 97% | Yes | 100 | 200 | 200 | 400 | 200 | 400 | 250 | 500
213433344 | AIREASE | A97UH2E110C20-** | 110000 | 97% | Yes | 100 | 200 | 200 | 400 | 200 | 400 | 250 | 500
213499802 | AIREASE | A97UH2E030B08S-** | 30000 | 97% | Yes | 100 | 200 | 200 | 400 | 200 | 400 | 250 | 500
213809931 | AIREASE | A98USMV090C12S -* | 88000 | 98% | Yes | 100 | 200 | 200 | 400 | 200 | 400 | 250 | 500
213809932 | AIREASE | A98USMV090C16S -* | 88000 | 98% | Yes | 100 | 200 | 200 | 400 | 200 | 400 | 250 | 500
213809933 | AIREASE | A98USMV090C20S -* | 88000 | 98% | Yes | 100 | 200 | 200 | 400 | 200 | 400 | 250 | 500
213809934 | AIREASE | A98USMV110C20S -* | 110000 | 98% | Yes | 100 | 200 | 200 | 400 | 200 | 400 | 250 | 500
213809935 | AIREASE | A98USMV135D20S -* | 132000 | 98% | Yes | 100 | 200 | 200 | 400 | 200 | 400 | 250 | 500
213809936 | AIREASE | A98USMV070B12S -* | 66000 | 98% | Yes | 100 | 200 | 200 | 400 | 200 | 400 | 250 | 500
201701808 | AIRE-FLO | 92AF1DF045P12B-* | 44000 | 92.1% | No | 100 | 200 | 0 | 0 | 100 | 200 | 250 | 500
201701820 | AIRE-FLO | 92AF1UH045P08B-* | 44000 | 92.1% | No | 100 | 200 | 0 | 0 | 100 | 200 | 250 | 500
201701824 | AIRE-FLO | 92AF1UH045P12B-* | 44000 | 92.1% | No | 100 | 200 | 0 | 0 | 100 | 200 | 250 | 500
5357163 | AIRE-FLO | 95AF1UH045P08B-* | 44000 | 95% | No | 100 | 200 | 0 | 0 | 100 | 200 | 250 | 500
4514536 | AIRE-FLO | 95AF1DF045P12B-* | 44000 | 95% | No | 100 | 200 | 0 | 0 | 100 | 200 | 250 | 500
201701835 | AIRE-FLO | 92AF1UH090P12C-* | 88000 | 92.1% | No | 100 | 200 | 0 | 0 | 100 | 200 | 250 | 500
201701839 | AIRE-FLO | 92AF1UH090P16C-* | 88000 | 92.1% | No | 100 | 200 | 0 | 0 | 100 | 200 | 250 | 500
201701860 | AIRE-FLO | 92AF1DF090P16C-* | 88000 | 92.1% | No | 100 | 200 | 0 | 0 | 100 | 200 | 250 | 500
201701843 | AIRE-FLO | 92AF1UH110P16C-* | 110000 | 92.1% | No | 100 | 200 | 0 | 0 | 100 | 200 | 250 | 500
201701848 | AIRE-FLO | 92AF1UH110P20C-* | 110000 | 92.1% | No | 100 | 200 | 0 | 0 | 100 | 200 | 250 | 500
201701856 | AIRE-FLO | 95AF1DF070P12B-* | 66000 | 95% | No | 100 | 200 | 0 | 0 | 100 | 200 | 250 | 500
4514539 | AIRE-FLO | 95AF1UH070P12B-* | 66000 | 95% | No | 100 | 200 | 0 | 0 | 100 | 200 | 250 | 500
201701811 | AIRE-FLO | 92AF1DF070P12B-* | 66000 | 92.1% | No | 100 | 200 | 0 | 0 | 100 | 200 | 250 | 500
201701828 | AIRE-FLO | 92AF1UH070P08B-* | 66000 | 92.1% | No | 100 | 200 | 0 | 0 | 100 | 200 | 250 | 500
201701831 | AIRE-FLO | 92AF1UH070P12B-* | 66000 | 92.1% | No | 100 | 200 | 0 | 0 | 100 | 200 | 250 | 500
4514537 | AIRE-FLO | 95AF1DF090P20C-* | 88000 | 95% | No | 100 | 200 | 0 | 0 | 100 | 200 | 250 | 500
4514541 | AIRE-FLO | 95AF1UH090P16C-* | 88000 | 95% | No | 100 | 200 | 0 | 0 | 100 | 200 | 250 | 500
4518772 | AIRE-FLO | 95AF1UH090P12C-* | 88000 | 95% | No | 100 | 200 | 0 | 0 | 100 | 200 | 250 | 500
4514542 | AIRE-FLO | 95AF1UH110P20C-* | 110000 | 95% | No | 100 | 200 | 0 | 0 | 100 | 200 | 250 | 500
202141444 | AireForce | KG7SC 038D-23A | 38000 | 92.1% | No | 100 | 200 | 0 | 0 | 100 | 200 | 250 | 500
202111580 | AireForce | KG7SC 038D-23A* | 38000 | 92.1% | No | 100 | 200 | 0 | 0 | 100 | 200 | 250 | 500
202141448 | AireForce | KG7SD 038D-24B | 38000 | 95% | No | 100 | 200 | 0 | 0 | 100 | 200 | 250 | 500
202111588 | AireForce | KG7SD 038D-24B* | 38000 | 95% | No | 100 | 200 | 0 | 0 | 100 | 200 | 250 | 500
202141445 | AireForce | KG7SC 054D-24B | 54000 | 92.1% | No | 100 | 200 | 0 | 0 | 100 | 200 | 250 | 500
202141464 | AireForce | KG7SL 054D-24B | 54000 | 92.1% | No | 100 | 200 | 0 | 0 | 100 | 200 | 250 | 500
202111581 | AireForce | KG7SC 054D-24B* | 54000 | 92.1% | No | 100 | 200 | 0 | 0 | 100 | 200 | 250 | 500
202141450 | AireForce | KG7SD 054D-24B | 54000 | 95% | No | 100 | 200 | 0 | 0 | 100 | 200 | 250 | 500
202111590 | AireForce | KG7SD 054D-24B* | 54000 | 95% | No | 100 | 200 | 0 | 0 | 100 | 200 | 250 | 500
202111608 | AireForce | KG7SM 054D-24B* | 54000 | 95% | No | 100 | 200 | 0 | 0 | 100 | 200 | 250 | 500
202111604 | AireForce | KG7SL 054D-24B* | 54000 | 92.1% | No | 100 | 200 | 0 | 0 | 100 | 200 | 250 | 500
202141466 | AireForce | KG7SL 090D-35C | 90000 | 92.1% | No | 100 | 200 | 0 | 0 | 100 | 200 | 250 | 500
202111584 | AireForce | KG7SC 090D-35C* | 90000 | 92.1% | No | 100 | 200 | 0 | 0 | 100 | 200 | 250 | 500
202111606 | AireForce | KG7SL 090D-35C* | 90000 | 92.1% | No | 100 | 200 | 0 | 0 | 100 | 200 | 250 | 500
202141467 | AireForce | KG7SL 120D-45D | 120000 | 92.1% | No | 100 | 200 | 0 | 0 | 100 | 200 | 250 | 500
202111586 | AireForce | KG7SC 120D-45D* | 120000 | 92.1% | No | 100 | 200 | 0 | 0 | 100 | 200 | 250 | 500
202141446 | AireForce | KG7SC 072D-24B | 72000 | 92.1% | No | 100 | 200 | 0 | 0 | 100 | 200 | 250 | 500
202141447 | AireForce | KG7SC 072D-35C | 72000 | 92.1% | No | 100 | 200 | 0 | 0 | 100 | 200 | 250 | 500
202141465 | AireForce | KG7SL 072D-24B | 72000 | 92.1% | No | 100 | 200 | 0 | 0 | 100 | 200 | 250 | 500
202111582 | AireForce | KG7SC 072D-24B* | 72000 | 92.1% | No | 100 | 200 | 0 | 0 | 100 | 200 | 250 | 500
202111583 | AireForce | KG7SC 072D-35C* | 72000 | 92.1% | No | 100 | 200 | 0 | 0 | 100 | 200 | 250 | 500
202111605 | AireForce | KG7SL 072D-24B* | 72000 | 92.1% | No | 100 | 200 | 0 | 0 | 100 | 200 | 250 | 500
202141451 | AireForce | KG7SD 072D-35C | 72000 | 95% | No | 100 | 200 | 0 | 0 | 100 | 200 | 250 | 500
202111591 | AireForce | KG7SD 072D-35C* | 72000 | 95% | No | 100 | 200 | 0 | 0 | 100 | 200 | 250 | 500
202111609 | AireForce | KG7SM 072D-35C* | 72000 | 95% | No | 100 | 200 | 0 | 0 | 100 | 200 | 250 | 500
202141453 | AireForce | KG7SD 090D-35C | 90000 | 95% | No | 100 | 200 | 0 | 0 | 100 | 200 | 250 | 500
202111593 | AireForce | KG7SD 090D-35C* | 90000 | 95% | No | 100 | 200 | 0 | 0 | 100 | 200 | 250 | 500
202111610 | AireForce | KG7SM 090D-35C* | 90000 | 95% | No | 100 | 200 | 0 | 0 | 100 | 200 | 250 | 500
202111585 | AireForce | KG7SC 108D-45D* | 108000 | 92.1% | No | 100 | 200 | 0 | 0 | 100 | 200 | 250 | 500
202141456 | AireForce | KG7SD 108D-45D | 108000 | 95% | No | 100 | 200 | 0 | 0 | 100 | 200 | 250 | 500
202111596 | AireForce | KG7SD 108D-45D* | 108000 | 95% | No | 100 | 200 | 0 | 0 | 100 | 200 | 250 | 500
202111611 | AireForce | KG7SM 118D-45D* | 118000 | 95% | No | 100 | 200 | 0 | 0 | 100 | 200 | 250 | 500
202111607 | AireForce | KG7SL 120D-45D* | 120000 | 92.1% | No | 100 | 200 | 0 | 0 | 100 | 200 | 250 | 500
202141458 | AireForce | KG7SD 120D-45D | 120000 | 95% | No | 100 | 200 | 0 | 0 | 100 | 200 | 250 | 500
202111598 | AireForce | KG7SD 120D-45D* | 120000 | 95% | No | 100 | 200 | 0 | 0 | 100 | 200 | 250 | 500
204762175 | AireForce | KG7SC-054D-T24B* | 54000 | 92% | Yes | 100 | 200 | 100 | 200 | 200 | 400 | 250 | 500
202111587 | AireForce | KG7SD 038D-23EB1 | 38000 | 95% | Yes | 100 | 200 | 150 | 300 | 200 | 400 | 250 | 500
202141449 | AireForce | KG7SD 054D-23EB | 54000 | 95% | Yes | 100 | 200 | 150 | 300 | 200 | 400 | 250 | 500
202111589 | AireForce | KG7SD 054D-23EB* | 54000 | 95% | Yes | 100 | 200 | 150 | 300 | 200 | 400 | 250 | 500
202111555 | AireForce | FG7TC 060*-*B* | 60000 | 95.1% | Yes | 100 | 200 | 150 | 300 | 200 | 400 | 250 | 500
204038547 | AireForce | FG7TC-060D-V24B1 | 60000 | 95% | Yes | 100 | 200 | 150 | 300 | 200 | 400 | 250 | 500
204038562 | AireForce | FG7TC-060*-V24B1 | 60000 | 95% | Yes | 100 | 200 | 150 | 300 | 200 | 400 | 250 | 500
204038548 | AireForce | FG7TC-080D-V35C1 | 80000 | 95% | Yes | 100 | 200 | 150 | 300 | 200 | 400 | 250 | 500
204038563 | AireForce | FG7TC-080*-V35C1 | 80000 | 95% | Yes | 100 | 200 | 150 | 300 | 200 | 400 | 250 | 500
202141452 | AireForce | KG7SD 072D-35EC | 72000 | 95% | Yes | 100 | 200 | 150 | 300 | 200 | 400 | 250 | 500
202111592 | AireForce | KG7SD 072D-35EC* | 72000 | 95% | Yes | 100 | 200 | 150 | 300 | 200 | 400 | 250 | 500
202111556 | AireForce | FG7TC 080*-*C* | 80000 | 95.1% | Yes | 100 | 200 | 150 | 300 | 200 | 400 | 250 | 500
202141454 | AireForce | KG7SD 090D-35EC | 90000 | 95% | Yes | 100 | 200 | 150 | 300 | 200 | 400 | 250 | 500
202111594 | AireForce | KG7SD 090D-35EC* | 90000 | 95% | Yes | 100 | 200 | 150 | 300 | 200 | 400 | 250 | 500
204038549 | AireForce | FG7TC-100D-V35C1 | 100000 | 95% | Yes | 100 | 200 | 150 | 300 | 200 | 400 | 250 | 500
204038564 | AireForce | FG7TC-100*-V35C1 | 100000 | 95% | Yes | 100 | 200 | 150 | 300 | 200 | 400 | 250 | 500
202111557 | AireForce | FG7TC 100*-*C* | 100000 | 95.1% | Yes | 100 | 200 | 150 | 300 | 200 | 400 | 250 | 500
202141455 | AireForce | KG7SD 108D-35ED | 108000 | 95% | Yes | 100 | 200 | 150 | 300 | 200 | 400 | 250 | 500
202111595 | AireForce | KG7SD 108D-35ED* | 108000 | 95% | Yes | 100 | 200 | 150 | 300 | 200 | 400 | 250 | 500
202141457 | AireForce | KG7SD 120D-35ED | 120000 | 94.3% | Yes | 100 | 200 | 150 | 300 | 200 | 400 | 250 | 500
202111597 | AireForce | KG7SD 120D-35ED* | 120000 | 94.3% | Yes | 100 | 200 | 150 | 300 | 200 | 400 | 250 | 500
202111558 | AireForce | FG7TC 120*-*D* | 120000 | 95.1% | Yes | 100 | 200 | 150 | 300 | 200 | 400 | 250 | 500
202111559 | AireForce | FG7TE 060*-*B* | 60000 | 96% | Yes | 100 | 200 | 200 | 400 | 200 | 400 | 250 | 500
202111568 | AireForce | FG7TN 060*-*B* | 60000 | 96% | Yes | 100 | 200 | 200 | 400 | 200 | 400 | 250 | 500
204038559 | AireForce | FG7TE-060D-E24B1 | 60000 | 96% | Yes | 100 | 200 | 200 | 400 | 200 | 400 | 250 | 500
204038560 | AireForce | FG7TN-060D-V24B1 | 60000 | 96% | Yes | 100 | 200 | 200 | 400 | 200 | 400 | 250 | 500
202111560 | AireForce | FG7TE 080*-*C* | 80000 | 96% | Yes | 100 | 200 | 200 | 400 | 200 | 400 | 250 | 500
202111569 | AireForce | FG7TN 080*-*C* | 80000 | 96% | Yes | 100 | 200 | 200 | 400 | 200 | 400 | 250 | 500
204038555 | AireForce | FG7TN-080D-V35C1 | 80000 | 96% | Yes | 100 | 200 | 200 | 400 | 200 | 400 | 250 | 500
204038557 | AireForce | FG7TE-080D-E35C1 | 80000 | 96% | Yes | 100 | 200 | 200 | 400 | 200 | 400 | 250 | 500
204038558 | AireForce | FG7TE-080D-V35C1 | 80000 | 96% | Yes | 100 | 200 | 200 | 400 | 200 | 400 | 250 | 500
202141439 | AireForce | FG7TN 100*-VC* | 100000 | 96% | Yes | 100 | 200 | 200 | 400 | 200 | 400 | 250 | 500
202111561 | AireForce | FG7TE 100*-*C* | 100000 | 96% | Yes | 100 | 200 | 200 | 400 | 200 | 400 | 250 | 500
202111570 | AireForce | FG7TN 100*-*C* | 100000 | 96% | Yes | 100 | 200 | 200 | 400 | 200 | 400 | 250 | 500
204038554 | AireForce | FG7TE-100D-E35C1 | 100000 | 96% | Yes | 100 | 200 | 200 | 400 | 200 | 400 | 250 | 500
202141440 | AireForce | FG7TN 115*-VD* | 115000 | 96% | Yes | 100 | 200 | 200 | 400 | 200 | 400 | 250 | 500
202111562 | AireForce | KG7SD 090D-35EC* | 115000 | 96% | Yes | 100 | 200 | 200 | 400 | 200 | 400 | 250 | 500
202111571 | AireForce | FG7TN 115*-*D* | 115000 | 96% | Yes | 100 | 200 | 200 | 400 | 200 | 400 | 250 | 500
204038556 | AireForce | FG7TN-115D-V45C1 | 115000 | 96% | Yes | 100 | 200 | 200 | 400 | 200 | 400 | 250 | 500
206229724 | AireForce | FG8SD-050U-T23A* | 50000 | 95% | Yes | 100 | 200 | 150 | 300 | 200 | 400 | 250 | 500
206229725 | AireForce | FG8SD-100U-T35C* | 100000 | 95% | Yes | 100 | 200 | 150 | 300 | 200 | 400 | 250 | 500
201712088 | AIRQUEST | N9MSE0261408A*D | 26000 | 95% | No | 100 | 200 | 0 | 0 | 100 | 200 | 250 | 500
201710565 | AIRQUEST | N9MSE0261408A | 26000 | 96% | No | 100 | 200 | 0 | 0 | 100 | 200 | 250 | 500
201707527 | AIRQUEST | N9MSB0601716C | 60000 | 92.1% | No | 100 | 200 | 0 | 0 | 100 | 200 | 250 | 500
201712851 | AIRQUEST | N9MSB0601716C** | 60000 | 92.1% | No | 100 | 200 | 0 | 0 | 100 | 200 | 250 | 500
201712821 | AIRQUEST | N9MSB0401410C** | 40000 | 92.1% | No | 100 | 200 | 0 | 0 | 100 | 200 | 250 | 500
201712831 | AIRQUEST | N9MSB0401712C** | 40000 | 92.1% | No | 100 | 200 | 0 | 0 | 100 | 200 | 250 | 500
201712811 | AIRQUEST | N9MSB0801716B** | 80000 | 92.1% | No | 100 | 200 | 0 | 0 | 100 | 200 | 250 | 500
201712861 | AIRQUEST | N9MSB0802120C** | 80000 | 92.1% | No | 100 | 200 | 0 | 0 | 100 | 200 | 250 | 500
201706014 | AIRQUEST | N9MSB0801716B | 80000 | 92.1% | No | 100 | 200 | 0 | 0 | 100 | 200 | 250 | 500
201712098 | AIRQUEST | N9MSE0401410A*D | 40000 | 95% | No | 100 | 200 | 0 | 0 | 100 | 200 | 250 | 500
201712108 | AIRQUEST | N9MSE0401712A*D | 40000 | 95% | No | 100 | 200 | 0 | 0 | 100 | 200 | 250 | 500
201712561 | AIRQUEST | N9MSE0401410A**D | 40000 | 95% | No | 100 | 200 | 0 | 0 | 100 | 200 | 250 | 500
201712571 | AIRQUEST | N9MSE0401712A**D | 40000 | 95% | No | 100 | 200 | 0 | 0 | 100 | 200 | 250 | 500
201707497 | AIRQUEST | N9MSB0401410C | 40000 | 92.1% | No | 100 | 200 | 0 | 0 | 100 | 200 | 250 | 500
201707507 | AIRQUEST | N9MSB0401712C | 40000 | 92.1% | No | 100 | 200 | 0 | 0 | 100 | 200 | 250 | 500
201707547 | AIRQUEST | N9MSB0802120C | 80000 | 92.1% | No | 100 | 200 | 0 | 0 | 100 | 200 | 250 | 500
201712611 | AIRQUEST | N9MSE0802120A**D | 80000 | 95% | No | 100 | 200 | 0 | 0 | 100 | 200 | 250 | 500
201702389 | AIRQUEST | N9MSE0401410A | 40000 | 96% | No | 100 | 200 | 0 | 0 | 100 | 200 | 250 | 500
201707517 | AIRQUEST | N9MSB0601412C | 60000 | 92.1% | No | 100 | 200 | 0 | 0 | 100 | 200 | 250 | 500
201712118 | AIRQUEST | N9MSE0601410A*D | 60000 | 95% | No | 100 | 200 | 0 | 0 | 100 | 200 | 250 | 500
201712591 | AIRQUEST | N9MSE0601714A**D | 60000 | 95% | No | 100 | 200 | 0 | 0 | 100 | 200 | 250 | 500
201712841 | AIRQUEST | N9MSB0601412C** | 60000 | 92.1% | No | 100 | 200 | 0 | 0 | 100 | 200 | 250 | 500
201707557 | AIRQUEST | N9MSB1002116C | 100000 | 92.1% | No | 100 | 200 | 0 | 0 | 100 | 200 | 250 | 500
201707567 | AIRQUEST | N9MSB1002120C | 100000 | 92.1% | No | 100 | 200 | 0 | 0 | 100 | 200 | 250 | 500
201712881 | AIRQUEST | N9MSB1002120C** | 100000 | 92.1% | No | 100 | 200 | 0 | 0 | 100 | 200 | 250 | 500
201712891 | AIRQUEST | N9MSB1202420C** | 120000 | 92.1% | No | 100 | 200 | 0 | 0 | 100 | 200 | 250 | 500
201712138 | AIRQUEST | N9MSE0801716A*D | 80000 | 95% | No | 100 | 200 | 0 | 0 | 100 | 200 | 250 | 500
201712148 | AIRQUEST | N9MSE0802120A*D | 80000 | 95% | No | 100 | 200 | 0 | 0 | 100 | 200 | 250 | 500
201712601 | AIRQUEST | N9MSE0801716A**D | 80000 | 95% | No | 100 | 200 | 0 | 0 | 100 | 200 | 250 | 500
201712482 | AIRQUEST | N9MSE0401410A** | 40000 | 96% | No | 100 | 200 | 0 | 0 | 100 | 200 | 250 | 500
201706184 | AIRQUEST | N9MSE0401712A | 40000 | 96% | No | 100 | 200 | 0 | 0 | 100 | 200 | 250 | 500
201712551 | AIRQUEST | N9MSE0401712A** | 40000 | 96% | No | 100 | 200 | 0 | 0 | 100 | 200 | 250 | 500
201702419 | AIRQUEST | N9MSE0801716A | 80000 | 96% | No | 100 | 200 | 0 | 0 | 100 | 200 | 250 | 500
201702429 | AIRQUEST | N9MSE0802120A | 80000 | 96% | No | 100 | 200 | 0 | 0 | 100 | 200 | 250 | 500
201712512 | AIRQUEST | N9MSE0801716A** | 80000 | 96% | No | 100 | 200 | 0 | 0 | 100 | 200 | 250 | 500
201706557 | AIRQUEST | N9MSE0802120A* | 80000 | 96% | No | 100 | 200 | 0 | 0 | 100 | 200 | 250 | 500
201712871 | AIRQUEST | N9MSB1002116C** | 100000 | 92.1% | No | 100 | 200 | 0 | 0 | 100 | 200 | 250 | 500
201712158 | AIRQUEST | N9MSE1002114A*D | 100000 | 95% | No | 100 | 200 | 0 | 0 | 100 | 200 | 250 | 500
201712168 | AIRQUEST | N9MSE1002120A*D | 100000 | 95% | No | 100 | 200 | 0 | 0 | 100 | 200 | 250 | 500
201712621 | AIRQUEST | N9MSE1002114A**D | 100000 | 95% | No | 100 | 200 | 0 | 0 | 100 | 200 | 250 | 500
201712631 | AIRQUEST | N9MSE1002120A**D | 100000 | 95% | No | 100 | 200 | 0 | 0 | 100 | 200 | 250 | 500
201702439 | AIRQUEST | N9MSE1002114A | 100000 | 96% | No | 100 | 200 | 0 | 0 | 100 | 200 | 250 | 500
201702449 | AIRQUEST | N9MSE1002120A | 100000 | 96% | No | 100 | 200 | 0 | 0 | 100 | 200 | 250 | 500
201712521 | AIRQUEST | N9MSE1002114A** | 100000 | 96% | No | 100 | 200 | 0 | 0 | 100 | 200 | 250 | 500
201712531 | AIRQUEST | N9MSE1002120A** | 100000 | 96% | No | 100 | 200 | 0 | 0 | 100 | 200 | 250 | 500
201707577 | AIRQUEST | N9MSB1202420C | 120000 | 92.1% | No | 100 | 200 | 0 | 0 | 100 | 200 | 250 | 500
201712178 | AIRQUEST | N9MSE1202420A*D | 120000 | 95% | No | 100 | 200 | 0 | 0 | 100 | 200 | 250 | 500
201712641 | AIRQUEST | N9MSE1202420A**D | 120000 | 95% | No | 100 | 200 | 0 | 0 | 100 | 200 | 250 | 500
201702459 | AIRQUEST | N9MSE1202420A | 120000 | 96% | No | 100 | 200 | 0 | 0 | 100 | 200 | 250 | 500
201712541 | AIRQUEST | N9MSE1202420A** | 120000 | 96% | No | 100 | 200 | 0 | 0 | 100 | 200 | 250 | 500
201712128 | AIRQUEST | N9MSE0601714A*D | 60000 | 95% | No | 100 | 200 | 0 | 0 | 100 | 200 | 250 | 500
201712581 | AIRQUEST | N9MSE0601410A**D | 60000 | 95% | No | 100 | 200 | 0 | 0 | 100 | 200 | 250 | 500
201702399 | AIRQUEST | N9MSE0601410A | 60000 | 95.5% | No | 100 | 200 | 0 | 0 | 100 | 200 | 250 | 500
201712188 | AIRQUEST | N9MSE1402420A*D | 140000 | 94.4% | No | 100 | 200 | 0 | 0 | 100 | 200 | 250 | 500
201702469 | AIRQUEST | N9MSE1402420A | 140000 | 96% | No | 100 | 200 | 0 | 0 | 100 | 200 | 250 | 500
201712491 | AIRQUEST | N9MSE0601410A** | 60000 | 95.5% | No | 100 | 200 | 0 | 0 | 100 | 200 | 250 | 500
201702409 | AIRQUEST | N9MSE0601714A | 60000 | 96% | No | 100 | 200 | 0 | 0 | 100 | 200 | 250 | 500
201712501 | AIRQUEST | N9MSE0601714A** | 60000 | 96% | No | 100 | 200 | 0 | 0 | 100 | 200 | 250 | 500
203359662 | AIRQUEST | N92ESN0401712A | 40000 | 92.1% | Yes | 100 | 200 | 100 | 200 | 200 | 400 | 250 | 500
203359791 | AIRQUEST | N92ESN0801716A* | 80000 | 92.1% | Yes | 100 | 200 | 100 | 200 | 200 | 400 | 250 | 500
203359626 | AIRQUEST | N92ESN0401410A | 40000 | 92.1% | Yes | 100 | 200 | 100 | 200 | 200 | 400 | 250 | 500
203359699 | AIRQUEST | N92ESN0601412A | 60000 | 92.1% | Yes | 100 | 200 | 100 | 200 | 200 | 400 | 250 | 500
203359717 | AIRQUEST | N92ESN0601412A* | 60000 | 92.1% | Yes | 100 | 200 | 100 | 200 | 200 | 400 | 250 | 500
203359736 | AIRQUEST | N92ESN0601714A | 60000 | 92.1% | Yes | 100 | 200 | 100 | 200 | 200 | 400 | 250 | 500
203359644 | AIRQUEST | N92ESN0401410A* | 40000 | 92.1% | Yes | 100 | 200 | 100 | 200 | 200 | 400 | 250 | 500
203359806 | AIRQUEST | N92ESN0802120A | 80000 | 92.1% | Yes | 100 | 200 | 100 | 200 | 200 | 400 | 250 | 500
203359821 | AIRQUEST | N92ESN0802120A* | 80000 | 92.1% | Yes | 100 | 200 | 100 | 200 | 200 | 400 | 250 | 500
203359773 | AIRQUEST | N92ESN0801716A | 80000 | 92.1% | Yes | 100 | 200 | 100 | 200 | 200 | 400 | 250 | 500
203359681 | AIRQUEST | N92ESN0401712A* | 40000 | 92.1% | Yes | 100 | 200 | 100 | 200 | 200 | 400 | 250 | 500
203359754 | AIRQUEST | N92ESN0601714A* | 60000 | 92.1% | Yes | 100 | 200 | 100 | 200 | 200 | 400 | 250 | 500
203359853 | AIRQUEST | N92ESN1002120A* | 100000 | 92.1% | Yes | 100 | 200 | 100 | 200 | 200 | 400 | 250 | 500
203359838 | AIRQUEST | N92ESN1002120A | 100000 | 92.1% | Yes | 100 | 200 | 100 | 200 | 200 | 400 | 250 | 500
205001041 | AIRQUEST | N92ESN1002122A | 100000 | 92.1% | Yes | 100 | 200 | 100 | 200 | 200 | 400 | 250 | 500
205001050 | AIRQUEST | N92ESN1002122A* | 100000 | 92.1% | Yes | 100 | 200 | 100 | 200 | 200 | 400 | 250 | 500
203359870 | AIRQUEST | N92ESN1202420A | 120000 | 92.1% | Yes | 100 | 200 | 100 | 200 | 200 | 400 | 250 | 500
203359888 | AIRQUEST | N92ESN1202420A* | 120000 | 92.1% | Yes | 100 | 200 | 100 | 200 | 200 | 400 | 250 | 500
201712298 | AIRQUEST | G9MXE0261410A*D | 26000 | 95% | Yes | 100 | 200 | 150 | 300 | 200 | 400 | 250 | 500
203360291 | AIRQUEST | N95ESN0261410A*D | 26000 | 95% | Yes | 100 | 200 | 150 | 300 | 200 | 400 | 250 | 500
201712340 | AIRQUEST | G9MXE0802120A*D | 80000 | 95% | Yes | 100 | 200 | 150 | 300 | 200 | 400 | 250 | 500
201712389 | AIRQUEST | G9MXT0801716A*D | 80000 | 95% | Yes | 100 | 200 | 150 | 300 | 200 | 400 | 250 | 500
201712396 | AIRQUEST | G9MXT0802120A*D | 80000 | 95% | Yes | 100 | 200 | 150 | 300 | 200 | 400 | 250 | 500
204543742 | AIRQUEST | N95ESU0802120A | 80000 | 95% | Yes | 100 | 200 | 150 | 300 | 200 | 400 | 250 | 500
201712221 | AIRQUEST | G9MAE0801714A*D | 80000 | 95% | Yes | 100 | 200 | 150 | 300 | 200 | 400 | 250 | 500
201712783 | AIRQUEST | G9MXE0801716A**D | 80000 | 95% | Yes | 100 | 200 | 150 | 300 | 200 | 400 | 250 | 500
201712790 | AIRQUEST | G9MXE0802120A**D | 80000 | 95% | Yes | 100 | 200 | 150 | 300 | 200 | 400 | 250 | 500
201712755 | AIRQUEST | G9MXE0401410A**D | 40000 | 95% | Yes | 100 | 200 | 150 | 300 | 200 | 400 | 250 | 500
201712762 | AIRQUEST | G9MXE0401712A**D | 40000 | 95% | Yes | 100 | 200 | 150 | 300 | 200 | 400 | 250 | 500
204543727 | AIRQUEST | N95ESU0601716A | 60000 | 95% | Yes | 100 | 200 | 150 | 300 | 200 | 400 | 250 | 500
201712207 | AIRQUEST | G9MAE0601714A*D | 60000 | 95% | Yes | 100 | 200 | 150 | 300 | 200 | 400 | 250 | 500
201712256 | AIRQUEST | G9MVE0601412A*D | 60000 | 95% | Yes | 100 | 200 | 150 | 300 | 200 | 400 | 250 | 500
203360289 | AIRQUEST | N95ESN1402422A | 140000 | 95% | Yes | 100 | 200 | 150 | 300 | 200 | 400 | 250 | 500
203360304 | AIRQUEST | N95ESN1402422A*D | 140000 | 95% | Yes | 100 | 200 | 150 | 300 | 200 | 400 | 250 | 500
201712305 | AIRQUEST | G9MXE0401410A*D | 40000 | 95% | Yes | 100 | 200 | 150 | 300 | 200 | 400 | 250 | 500
201712270 | AIRQUEST | G9MVE0801716A*D | 80000 | 95% | Yes | 100 | 200 | 150 | 300 | 200 | 400 | 250 | 500
201712277 | AIRQUEST | G9MVE0802120A*D | 80000 | 95% | Yes | 100 | 200 | 150 | 300 | 200 | 400 | 250 | 500
203359534 | AIRQUEST | G9MBE0801714A*D | 80000 | 95% | Yes | 100 | 200 | 150 | 300 | 200 | 400 | 250 | 500
203359542 | AIRQUEST | G9MBE0802120A*D | 80000 | 95% | Yes | 100 | 200 | 150 | 300 | 200 | 400 | 250 | 500
203360298 | AIRQUEST | N95ESN0801716A*D | 80000 | 95% | Yes | 100 | 200 | 150 | 300 | 200 | 400 | 250 | 500
201712434 | AIRQUEST | G9MAE0802120A*D | 80000 | 95% | Yes | 100 | 200 | 150 | 300 | 200 | 400 | 250 | 500
203359217 | AIRQUEST | G96VTN0801716A*D | 80000 | 95% | Yes | 100 | 200 | 150 | 300 | 200 | 400 | 250 | 500
203359218 | AIRQUEST | G96VTN0802120A*D | 80000 | 95% | Yes | 100 | 200 | 150 | 300 | 200 | 400 | 250 | 500
203924646 | AIRQUEST | G97CMN0801714A*D | 80000 | 95% | Yes | 100 | 200 | 150 | 300 | 200 | 400 | 250 | 500
203924654 | AIRQUEST | G97CMN0802120A*D | 80000 | 95% | Yes | 100 | 200 | 150 | 300 | 200 | 400 | 250 | 500
203360632 | AIRQUEST | N95ESN0801716A**D | 80000 | 95% | Yes | 100 | 200 | 150 | 300 | 200 | 400 | 250 | 500
203360633 | AIRQUEST | N95ESN0802120A**D | 80000 | 95% | Yes | 100 | 200 | 150 | 300 | 200 | 400 | 250 | 500
203359349 | AIRQUEST | G96CTN0801714A*D | 80000 | 95% | Yes | 100 | 200 | 150 | 300 | 200 | 400 | 250 | 500
203359350 | AIRQUEST | G96CTN0802120A*D | 80000 | 95% | Yes | 100 | 200 | 150 | 300 | 200 | 400 | 250 | 500
203360300 | AIRQUEST | N95ESN0802120A*D | 80000 | 95% | Yes | 100 | 200 | 150 | 300 | 200 | 400 | 250 | 500
201712333 | AIRQUEST | G9MXE0801716A*D | 80000 | 95% | Yes | 100 | 200 | 150 | 300 | 200 | 400 | 250 | 500
201712368 | AIRQUEST | G9MXT0401712A*D | 40000 | 95% | Yes | 100 | 200 | 150 | 300 | 200 | 400 | 250 | 500
203359215 | AIRQUEST | G96VTN0401712A*D | 40000 | 95% | Yes | 100 | 200 | 150 | 300 | 200 | 400 | 250 | 500
203360630 | AIRQUEST | N95ESN0401712A**D | 40000 | 95% | Yes | 100 | 200 | 150 | 300 | 200 | 400 | 250 | 500
203924739 | AIRQUEST | N95ESN0401410A**D | 40000 | 95% | Yes | 100 | 200 | 150 | 300 | 200 | 400 | 250 | 500
203924740 | AIRQUEST | N95ESN0401410A*D | 40000 | 95% | Yes | 100 | 200 | 150 | 300 | 200 | 400 | 250 | 500
203924835 | AIRQUEST | G96VTN0401410A*D | 40000 | 95% | Yes | 100 | 200 | 150 | 300 | 200 | 400 | 250 | 500
201712242 | AIRQUEST | G9MVE0401410A*D | 40000 | 95% | Yes | 100 | 200 | 150 | 300 | 200 | 400 | 250 | 500
203360293 | AIRQUEST | N95ESN0401712A*D | 40000 | 95% | Yes | 100 | 200 | 150 | 300 | 200 | 400 | 250 | 500
201712249 | AIRQUEST | G9MVE0401712A*D | 40000 | 95% | Yes | 100 | 200 | 150 | 300 | 200 | 400 | 250 | 500
201712312 | AIRQUEST | G9MXE0401712A*D | 40000 | 95% | Yes | 100 | 200 | 150 | 300 | 200 | 400 | 250 | 500
201712361 | AIRQUEST | G9MXT0401410A*D | 40000 | 95% | Yes | 100 | 200 | 150 | 300 | 200 | 400 | 250 | 500
203359351 | AIRQUEST | G96CTN1002122A*D | 100000 | 95% | Yes | 100 | 200 | 150 | 300 | 200 | 400 | 250 | 500
203360809 | AIRQUEST | N95ESN1002120A*D | 100000 | 95% | Yes | 100 | 200 | 150 | 300 | 200 | 400 | 250 | 500
205169218 | AIRQUEST | N95ESN1002122A*D | 100000 | 95% | Yes | 100 | 200 | 150 | 300 | 200 | 400 | 250 | 500
205169227 | AIRQUEST | N95ESN1002122A**D | 100000 | 95% | Yes | 100 | 200 | 150 | 300 | 200 | 400 | 250 | 500
205169264 | AIRQUEST | N95ESU1002122A | 100000 | 95% | Yes | 100 | 200 | 150 | 300 | 200 | 400 | 250 | 500
201712228 | AIRQUEST | G9MAE1002122A*D | 100000 | 95% | Yes | 100 | 200 | 150 | 300 | 200 | 400 | 250 | 500
201712284 | AIRQUEST | G9MVE1002120A*D | 100000 | 95% | Yes | 100 | 200 | 150 | 300 | 200 | 400 | 250 | 500
201712797 | AIRQUEST | G9MXE1002120A**D | 100000 | 95% | Yes | 100 | 200 | 150 | 300 | 200 | 400 | 250 | 500
205169284 | AIRQUEST | G96VTN1002122A*D | 100000 | 95% | Yes | 100 | 200 | 150 | 300 | 200 | 400 | 250 | 500
203359550 | AIRQUEST | G9MBE1002122A*D | 100000 | 95% | Yes | 100 | 200 | 150 | 300 | 200 | 400 | 250 | 500
201712347 | AIRQUEST | G9MXE1002120A*D | 100000 | 95% | Yes | 100 | 200 | 150 | 300 | 200 | 400 | 250 | 500
201712403 | AIRQUEST | G9MXT1002120A*D | 100000 | 95% | Yes | 100 | 200 | 150 | 300 | 200 | 400 | 250 | 500
203359219 | AIRQUEST | G96VTN1002120A*D | 100000 | 95% | Yes | 100 | 200 | 150 | 300 | 200 | 400 | 250 | 500
203360634 | AIRQUEST | N95ESN1002120A**D | 100000 | 95% | Yes | 100 | 200 | 150 | 300 | 200 | 400 | 250 | 500
203924662 | AIRQUEST | G97CMN1002122A*D | 100000 | 95% | Yes | 100 | 200 | 150 | 300 | 200 | 400 | 250 | 500
204835502 | AIRQUEST | N95ESU1002120A | 100000 | 95% | Yes | 100 | 200 | 150 | 300 | 200 | 400 | 250 | 500
203359352 | AIRQUEST | G96CTN1202422A*D | 120000 | 95% | Yes | 100 | 200 | 150 | 300 | 200 | 400 | 250 | 500
201712235 | AIRQUEST | G9MAE1202422A*D | 120000 | 95% | Yes | 100 | 200 | 150 | 300 | 200 | 400 | 250 | 500
201712291 | AIRQUEST | G9MVE1202422A*D | 120000 | 95% | Yes | 100 | 200 | 150 | 300 | 200 | 400 | 250 | 500
201712804 | AIRQUEST | G9MXE1202422A**D | 120000 | 95% | Yes | 100 | 200 | 150 | 300 | 200 | 400 | 250 | 500
203359558 | AIRQUEST | G9MBE1202422A*D | 120000 | 95% | Yes | 100 | 200 | 150 | 300 | 200 | 400 | 250 | 500
203360302 | AIRQUEST | N95ESN1202422A*D | 120000 | 95% | Yes | 100 | 200 | 150 | 300 | 200 | 400 | 250 | 500
201712354 | AIRQUEST | G9MXE1202422A*D | 120000 | 95% | Yes | 100 | 200 | 150 | 300 | 200 | 400 | 250 | 500
201712410 | AIRQUEST | G9MXT1202422A*D | 120000 | 95% | Yes | 100 | 200 | 150 | 300 | 200 | 400 | 250 | 500
203359220 | AIRQUEST | G96VTN1202422A*D | 120000 | 95% | Yes | 100 | 200 | 150 | 300 | 200 | 400 | 250 | 500
203360635 | AIRQUEST | N95ESN1202422A**D | 120000 | 95% | Yes | 100 | 200 | 150 | 300 | 200 | 400 | 250 | 500
203924670 | AIRQUEST | G97CMN1202422A*D | 120000 | 95% | Yes | 100 | 200 | 150 | 300 | 200 | 400 | 250 | 500
201712319 | AIRQUEST | G9MXE0601412A*D | 60000 | 95% | Yes | 100 | 200 | 150 | 300 | 200 | 400 | 250 | 500
201712326 | AIRQUEST | G9MXE0601714A*D | 60000 | 95% | Yes | 100 | 200 | 150 | 300 | 200 | 400 | 250 | 500
201712375 | AIRQUEST | G9MXT0601412A*D | 60000 | 95% | Yes | 100 | 200 | 150 | 300 | 200 | 400 | 250 | 500
201712382 | AIRQUEST | G9MXT0601714A*D | 60000 | 95% | Yes | 100 | 200 | 150 | 300 | 200 | 400 | 250 | 500
203359216 | AIRQUEST | G96VTN0601714A*D | 60000 | 95% | Yes | 100 | 200 | 150 | 300 | 200 | 400 | 250 | 500
203924630 | AIRQUEST | G97CMN0601714A*D | 60000 | 95% | Yes | 100 | 200 | 150 | 300 | 200 | 400 | 250 | 500
203360631 | AIRQUEST | N95ESN0601714A**D | 60000 | 95% | Yes | 100 | 200 | 150 | 300 | 200 | 400 | 250 | 500
201710556 | AIRQUEST | G9MXT0601412A* | 60000 | 95% | Yes | 100 | 200 | 150 | 300 | 200 | 400 | 250 | 500
203924741 | AIRQUEST | N95ESN0601412A | 60000 | 95% | Yes | 100 | 200 | 150 | 300 | 200 | 400 | 250 | 500
203924742 | AIRQUEST | N95ESN0601412A* | 60000 | 95% | Yes | 100 | 200 | 150 | 300 | 200 | 400 | 250 | 500
203359518 | AIRQUEST | G9MBE0601714A*D | 60000 | 95% | Yes | 100 | 200 | 150 | 300 | 200 | 400 | 250 | 500
203360295 | AIRQUEST | N95ESN0601714A*D | 60000 | 95% | Yes | 100 | 200 | 150 | 300 | 200 | 400 | 250 | 500
201712263 | AIRQUEST | G9MVE0601714A*D | 60000 | 95% | Yes | 100 | 200 | 150 | 300 | 200 | 400 | 250 | 500
201712769 | AIRQUEST | G9MXE0601412A**D | 60000 | 95% | Yes | 100 | 200 | 150 | 300 | 200 | 400 | 250 | 500
203924743 | AIRQUEST | N95ESN0601412A**D | 60000 | 95% | Yes | 100 | 200 | 150 | 300 | 200 | 400 | 250 | 500
203924744 | AIRQUEST | N95ESN0601412A*D | 60000 | 95% | Yes | 100 | 200 | 150 | 300 | 200 | 400 | 250 | 500
203924834 | AIRQUEST | G96VTN0601412A | 60000 | 95% | Yes | 100 | 200 | 150 | 300 | 200 | 400 | 250 | 500
203924836 | AIRQUEST | G96VTN0601412A*D | 60000 | 95% | Yes | 100 | 200 | 150 | 300 | 200 | 400 | 250 | 500
201712776 | AIRQUEST | G9MXE0601714A**D | 60000 | 95% | Yes | 100 | 200 | 150 | 300 | 200 | 400 | 250 | 500
203359348 | AIRQUEST | G96CTN0601714A*D | 60000 | 95% | Yes | 100 | 200 | 150 | 300 | 200 | 400 | 250 | 500
201706997 | AIRQUEST | G9MVE0601412A | 60000 | 95% | Yes | 100 | 200 | 150 | 300 | 200 | 400 | 250 | 500
201710577 | AIRQUEST | G9MXE0261410A | 26000 | 96% | Yes | 100 | 200 | 200 | 400 | 200 | 400 | 250 | 500
201706990 | AIRQUEST | G9MVE0401712A | 40000 | 96% | Yes | 100 | 200 | 200 | 400 | 200 | 400 | 250 | 500
201712748 | AIRQUEST | G9MXE0601412A** | 60000 | 95.5% | Yes | 100 | 200 | 200 | 400 | 200 | 400 | 250 | 500
201706933 | AIRQUEST | G9MXE0601412A | 60000 | 95.5% | Yes | 100 | 200 | 200 | 400 | 200 | 400 | 250 | 500
201702049 | AIRQUEST | G9MXT0601714A | 60000 | 96% | Yes | 100 | 200 | 200 | 400 | 200 | 400 | 250 | 500
201712706 | AIRQUEST | G9MXE0601714A** | 60000 | 96% | Yes | 100 | 200 | 200 | 400 | 200 | 400 | 250 | 500
201702084 | AIRQUEST | G9MXE0601714A | 60000 | 96% | Yes | 100 | 200 | 200 | 400 | 200 | 400 | 250 | 500
203360279 | AIRQUEST | N95ESN0601714A | 60000 | 96% | Yes | 100 | 200 | 200 | 400 | 200 | 400 | 250 | 500
203359210 | AIRQUEST | G96VTN0601714A | 60000 | 96% | Yes | 100 | 200 | 200 | 400 | 200 | 400 | 250 | 500
201705940 | AIRQUEST | G9MVE0601714A | 60000 | 96% | Yes | 100 | 200 | 200 | 400 | 200 | 400 | 250 | 500
203360625 | AIRQUEST | N95ESN0601714A* | 60000 | 96% | Yes | 100 | 200 | 200 | 400 | 200 | 400 | 250 | 500
203359343 | AIRQUEST | G96CTN0601714A | 60000 | 96.3% | Yes | 100 | 200 | 200 | 400 | 200 | 400 | 250 | 500
203360275 | AIRQUEST | N95ESN0261410A | 26000 | 96% | Yes | 100 | 200 | 200 | 400 | 200 | 400 | 250 | 500
201702042 | AIRQUEST | G9MXT0401410A | 40000 | 96% | Yes | 100 | 200 | 200 | 400 | 200 | 400 | 250 | 500
201712699 | AIRQUEST | G9MXE0401410A** | 40000 | 96% | Yes | 100 | 200 | 200 | 400 | 200 | 400 | 250 | 500
201712741 | AIRQUEST | G9MXE0401712A** | 40000 | 96% | Yes | 100 | 200 | 200 | 400 | 200 | 400 | 250 | 500
201702077 | AIRQUEST | G9MXE0401410A | 40000 | 96% | Yes | 100 | 200 | 200 | 400 | 200 | 400 | 250 | 500
203360277 | AIRQUEST | N95ESN0401712A | 40000 | 96% | Yes | 100 | 200 | 200 | 400 | 200 | 400 | 250 | 500
201705933 | AIRQUEST | G9MVE0401410A | 40000 | 96% | Yes | 100 | 200 | 200 | 400 | 200 | 400 | 250 | 500
203359209 | AIRQUEST | G96VTN0401712A | 40000 | 96% | Yes | 100 | 200 | 200 | 400 | 200 | 400 | 250 | 500
203360624 | AIRQUEST | N95ESN0401712A* | 40000 | 96% | Yes | 100 | 200 | 200 | 400 | 200 | 400 | 250 | 500
201710549 | AIRQUEST | G9MXT0401712A* | 40000 | 96% | Yes | 100 | 200 | 200 | 400 | 200 | 400 | 250 | 500
203924737 | AIRQUEST | N95ESN0401410A | 40000 | 96% | Yes | 100 | 200 | 200 | 400 | 200 | 400 | 250 | 500
203924738 | AIRQUEST | N95ESN0401410A* | 40000 | 96% | Yes | 100 | 200 | 200 | 400 | 200 | 400 | 250 | 500
203924833 | AIRQUEST | G96VTN0401410A | 40000 | 96% | Yes | 100 | 200 | 200 | 400 | 200 | 400 | 250 | 500
201706926 | AIRQUEST | G9MXE0401712A | 40000 | 96% | Yes | 100 | 200 | 200 | 400 | 200 | 400 | 250 | 500
201712214 | AIRQUEST | G9MAE0602120A*D | 61000 | 96.7% | Yes | 100 | 200 | 200 | 400 | 200 | 400 | 250 | 500
203359526 | AIRQUEST | G9MBE0602120A*D | 61000 | 96.7% | Yes | 100 | 200 | 200 | 400 | 200 | 400 | 250 | 500
203924638 | AIRQUEST | G97CMN0602120A*D | 61000 | 96.7% | Yes | 100 | 200 | 200 | 400 | 200 | 400 | 250 | 500
203359448 | AIRQUEST | G9MBE0602120A | 61000 | 98% | Yes | 100 | 200 | 200 | 400 | 200 | 400 | 250 | 500
201705913 | AIRQUEST | G9MAE0602120A | 61000 | 98% | Yes | 100 | 200 | 200 | 400 | 200 | 400 | 250 | 500
203924572 | AIRQUEST | G97CMN0602120A | 61000 | 98% | Yes | 100 | 200 | 200 | 400 | 200 | 400 | 250 | 500
203359345 | AIRQUEST | G96CTN0802120A | 80000 | 96.7% | Yes | 100 | 200 | 200 | 400 | 200 | 400 | 250 | 500
203359456 | AIRQUEST | G9MBE0801714A | 80000 | 97% | Yes | 100 | 200 | 200 | 400 | 200 | 400 | 250 | 500
203359464 | AIRQUEST | G9MBE0802120A | 80000 | 97% | Yes | 100 | 200 | 200 | 400 | 200 | 400 | 250 | 500
201705892 | AIRQUEST | G9MAE0801714A | 80000 | 97% | Yes | 100 | 200 | 200 | 400 | 200 | 400 | 250 | 500
201705923 | AIRQUEST | G9MAE0802120A | 80000 | 97% | Yes | 100 | 200 | 200 | 400 | 200 | 400 | 250 | 500
203924580 | AIRQUEST | G97CMN0801714A | 80000 | 97% | Yes | 100 | 200 | 200 | 400 | 200 | 400 | 250 | 500
203924588 | AIRQUEST | G97CMN0802120A | 80000 | 97% | Yes | 100 | 200 | 200 | 400 | 200 | 400 | 250 | 500
201712720 | AIRQUEST | G9MXE0801716A** | 80000 | 96% | Yes | 100 | 200 | 200 | 400 | 200 | 400 | 250 | 500
201712727 | AIRQUEST | G9MXE0802120A** | 80000 | 96% | Yes | 100 | 200 | 200 | 400 | 200 | 400 | 250 | 500
201702070 | AIRQUEST | G9MXT0801716A | 80000 | 96% | Yes | 100 | 200 | 200 | 400 | 200 | 400 | 250 | 500
201702166 | AIRQUEST | G9MXE0801716A | 80000 | 96% | Yes | 100 | 200 | 200 | 400 | 200 | 400 | 250 | 500
203360281 | AIRQUEST | N95ESN0801716A | 80000 | 96% | Yes | 100 | 200 | 200 | 400 | 200 | 400 | 250 | 500
203360283 | AIRQUEST | N95ESN0802120A | 80000 | 96% | Yes | 100 | 200 | 200 | 400 | 200 | 400 | 250 | 500
201702499 | AIRQUEST | G9MXE0802120A | 80000 | 96% | Yes | 100 | 200 | 200 | 400 | 200 | 400 | 250 | 500
201702519 | AIRQUEST | G9MXT0802120A | 80000 | 96% | Yes | 100 | 200 | 200 | 400 | 200 | 400 | 250 | 500
203359211 | AIRQUEST | G96VTN0801716A | 80000 | 96% | Yes | 100 | 200 | 200 | 400 | 200 | 400 | 250 | 500
203359212 | AIRQUEST | G96VTN0802120A | 80000 | 96% | Yes | 100 | 200 | 200 | 400 | 200 | 400 | 250 | 500
201705947 | AIRQUEST | G9MVE0801716A | 80000 | 96% | Yes | 100 | 200 | 200 | 400 | 200 | 400 | 250 | 500
201705961 | AIRQUEST | G9MVE0802120A | 80000 | 96% | Yes | 100 | 200 | 200 | 400 | 200 | 400 | 250 | 500
203360626 | AIRQUEST | N95ESN0801716A* | 80000 | 96% | Yes | 100 | 200 | 200 | 400 | 200 | 400 | 250 | 500
203360627 | AIRQUEST | N95ESN0802120A* | 80000 | 96% | Yes | 100 | 200 | 200 | 400 | 200 | 400 | 250 | 500
203359344 | AIRQUEST | G96CTN0801714A | 80000 | 96.2% | Yes | 100 | 200 | 200 | 400 | 200 | 400 | 250 | 500
203359440 | AIRQUEST | G9MBE0601714A | 60000 | 97% | Yes | 100 | 200 | 200 | 400 | 200 | 400 | 250 | 500
201705885 | AIRQUEST | G9MAE0601714A | 60000 | 97% | Yes | 100 | 200 | 200 | 400 | 200 | 400 | 250 | 500
203924564 | AIRQUEST | G97CMN0601714A | 60000 | 97% | Yes | 100 | 200 | 200 | 400 | 200 | 400 | 250 | 500
203359472 | AIRQUEST | G9MBE1002122A | 100000 | 97% | Yes | 100 | 200 | 200 | 400 | 200 | 400 | 250 | 500
201705926 | AIRQUEST | G9MAE1002122A | 100000 | 97% | Yes | 100 | 200 | 200 | 400 | 200 | 400 | 250 | 500
203924596 | AIRQUEST | G97CMN1002122A | 100000 | 97% | Yes | 100 | 200 | 200 | 400 | 200 | 400 | 250 | 500
201712734 | AIRQUEST | G9MXE1002120A** | 100000 | 96% | Yes | 100 | 200 | 200 | 400 | 200 | 400 | 250 | 500
205169240 | AIRQUEST | N95ESN1002122A* | 100000 | 96% | Yes | 100 | 200 | 200 | 400 | 200 | 400 | 250 | 500
205169249 | AIRQUEST | N95ESN1002122A | 100000 | 96% | Yes | 100 | 200 | 200 | 400 | 200 | 400 | 250 | 500
205169283 | AIRQUEST | G96VTN1002122A | 100000 | 96% | Yes | 100 | 200 | 200 | 400 | 200 | 400 | 250 | 500
201702506 | AIRQUEST | G9MXE1002120A | 100000 | 96% | Yes | 100 | 200 | 200 | 400 | 200 | 400 | 250 | 500
201702526 | AIRQUEST | G9MXT1002120A | 100000 | 96% | Yes | 100 | 200 | 200 | 400 | 200 | 400 | 250 | 500
203360285 | AIRQUEST | N95ESN1002120A | 100000 | 96% | Yes | 100 | 200 | 200 | 400 | 200 | 400 | 250 | 500
203359213 | AIRQUEST | G96VTN1002120A | 100000 | 96% | Yes | 100 | 200 | 200 | 400 | 200 | 400 | 250 | 500
201705967 | AIRQUEST | G9MVE1002120A | 100000 | 96% | Yes | 100 | 200 | 200 | 400 | 200 | 400 | 250 | 500
203360628 | AIRQUEST | N95ESN1002120A* | 100000 | 96% | Yes | 100 | 200 | 200 | 400 | 200 | 400 | 250 | 500
203359346 | AIRQUEST | G96CTN1002122A | 100000 | 96.1% | Yes | 100 | 200 | 200 | 400 | 200 | 400 | 250 | 500
203359347 | AIRQUEST | G96CTN1202422A | 120000 | 96.5% | Yes | 100 | 200 | 200 | 400 | 200 | 400 | 250 | 500
203359480 | AIRQUEST | G9MBE1202422A | 120000 | 97% | Yes | 100 | 200 | 200 | 400 | 200 | 400 | 250 | 500
201705906 | AIRQUEST | G9MAE1202422A | 120000 | 97% | Yes | 100 | 200 | 200 | 400 | 200 | 400 | 250 | 500
203924604 | AIRQUEST | G97CMN1202422A | 120000 | 97% | Yes | 100 | 200 | 200 | 400 | 200 | 400 | 250 | 500
201712713 | AIRQUEST | G9MXE1202422A** | 120000 | 96% | Yes | 100 | 200 | 200 | 400 | 200 | 400 | 250 | 500
201702063 | AIRQUEST | G9MXT1202422A | 120000 | 96% | Yes | 100 | 200 | 200 | 400 | 200 | 400 | 250 | 500
201702098 | AIRQUEST | G9MXE1202422A | 120000 | 96% | Yes | 100 | 200 | 200 | 400 | 200 | 400 | 250 | 500
203360287 | AIRQUEST | N95ESN1202422A | 120000 | 96% | Yes | 100 | 200 | 200 | 400 | 200 | 400 | 250 | 500
203359214 | AIRQUEST | G96VTN1202422A | 120000 | 96% | Yes | 100 | 200 | 200 | 400 | 200 | 400 | 250 | 500
201705954 | AIRQUEST | G9MVE1202422A | 120000 | 96% | Yes | 100 | 200 | 200 | 400 | 200 | 400 | 250 | 500
203360629 | AIRQUEST | N95ESN1202422A* | 120000 | 96% | Yes | 100 | 200 | 200 | 400 | 200 | 400 | 250 | 500
212595207 | AIRQUEST | N96VSN0801716B*D | 80000 | 95% | Yes | 100 | 200 | 150 | 300 | 200 | 400 | 250 | 500
212595216 | AIRQUEST | N96VSN0802120B | 80000 | 97% | Yes | 100 | 200 | 200 | 400 | 200 | 400 | 250 | 500
212595225 | AIRQUEST | N96VSN0802120B*D | 80000 | 95% | Yes | 100 | 200 | 150 | 300 | 200 | 400 | 250 | 500
211778960 | AIRQUEST | N92MSN1002120A* | 100000 | 92.1% | Yes | 100 | 200 | 100 | 200 | 200 | 400 | 250 | 500
211778969 | AIRQUEST | N92MSN1002122A | 100000 | 92.1% | Yes | 100 | 200 | 100 | 200 | 200 | 400 | 250 | 500
211778978 | AIRQUEST | N92MSN1002122A* | 100000 | 92.1% | Yes | 100 | 200 | 100 | 200 | 200 | 400 | 250 | 500
211778987 | AIRQUEST | N92MSN1202420A | 120000 | 92.1% | Yes | 100 | 200 | 100 | 200 | 200 | 400 | 250 | 500
211778879 | AIRQUEST | N92MSN0601412A | 60000 | 92.1% | Yes | 100 | 200 | 100 | 200 | 200 | 400 | 250 | 500
211778888 | AIRQUEST | N92MSN0601412A* | 60000 | 92.1% | Yes | 100 | 200 | 100 | 200 | 200 | 400 | 250 | 500
211778897 | AIRQUEST | N92MSN0601714A | 60000 | 92.1% | Yes | 100 | 200 | 100 | 200 | 200 | 400 | 250 | 500
211778906 | AIRQUEST | N92MSN0601714A* | 60000 | 92.1% | Yes | 100 | 200 | 100 | 200 | 200 | 400 | 250 | 500
205822222 | AIRQUEST | N96VSN1002120A | 100000 | 96% | Yes | 100 | 200 | 200 | 400 | 200 | 400 | 250 | 500
205822233 | AIRQUEST | N96VSN1002120A*D | 100000 | 95% | Yes | 100 | 200 | 150 | 300 | 200 | 400 | 250 | 500
205822244 | AIRQUEST | N96VSN1202422A | 120000 | 96% | Yes | 100 | 200 | 200 | 400 | 200 | 400 | 250 | 500
205822255 | AIRQUEST | N96VSN1202422A*D | 120000 | 95% | Yes | 100 | 200 | 150 | 300 | 200 | 400 | 250 | 500
212595274 | AIRQUEST | G96VTN1002120B | 100000 | 96.1% | Yes | 100 | 200 | 200 | 400 | 200 | 400 | 250 | 500
212595281 | AIRQUEST | G96VTN1002120B*D | 100000 | 95% | Yes | 100 | 200 | 150 | 300 | 200 | 400 | 250 | 500
212595288 | AIRQUEST | G96VTN1002122B | 100000 | 96.2% | Yes | 100 | 200 | 200 | 400 | 200 | 400 | 250 | 500
211778996 | AIRQUEST | N92MSN1202420A* | 120000 | 92.1% | Yes | 100 | 200 | 100 | 200 | 200 | 400 | 250 | 500
211778915 | AIRQUEST | N92MSN0801716A | 80000 | 92.1% | Yes | 100 | 200 | 100 | 200 | 200 | 400 | 250 | 500
211778924 | AIRQUEST | N92MSN0801716A* | 80000 | 92.1% | Yes | 100 | 200 | 100 | 200 | 200 | 400 | 250 | 500
211778933 | AIRQUEST | N92MSN0802120A | 80000 | 92.1% | Yes | 100 | 200 | 100 | 200 | 200 | 400 | 250 | 500
211778942 | AIRQUEST | N92MSN0802120A* | 80000 | 92.1% | Yes | 100 | 200 | 100 | 200 | 200 | 400 | 250 | 500
211779169 | AIRQUEST | N96MSN0401410A | 40000 | 96% | Yes | 100 | 200 | 200 | 400 | 200 | 400 | 250 | 500
211779178 | AIRQUEST | N96MSN0401410A* | 40000 | 96% | Yes | 100 | 200 | 200 | 400 | 200 | 400 | 250 | 500
211779187 | AIRQUEST | N96MSN0401410A**D | 40000 | 95% | Yes | 100 | 200 | 150 | 300 | 200 | 400 | 250 | 500
211779196 | AIRQUEST | N96MSN0401410A*D | 40000 | 95% | Yes | 100 | 200 | 150 | 300 | 200 | 400 | 250 | 500
211779205 | AIRQUEST | N96MSN0401712A | 40000 | 96.7% | Yes | 100 | 200 | 200 | 400 | 200 | 400 | 250 | 500
212594948 | AIRQUEST | G96VTN0401410B | 40000 | 96% | Yes | 100 | 200 | 200 | 400 | 200 | 400 | 250 | 500
212594955 | AIRQUEST | G96VTN0401410B*D | 40000 | 95% | Yes | 100 | 200 | 150 | 300 | 200 | 400 | 250 | 500
212594962 | AIRQUEST | G96VTN0401712B | 40000 | 96% | Yes | 100 | 200 | 200 | 400 | 200 | 400 | 250 | 500
212594969 | AIRQUEST | G96VTN0401712B*D | 40000 | 95% | Yes | 100 | 200 | 150 | 300 | 200 | 400 | 250 | 500
212595115 | AIRQUEST | N96VSN0601716B*D | 60000 | 95% | Yes | 100 | 200 | 150 | 300 | 200 | 400 | 250 | 500
205822090 | AIRQUEST | N96VSN0401410A | 40000 | 96% | Yes | 100 | 200 | 200 | 400 | 200 | 400 | 250 | 500
205822101 | AIRQUEST | N96VSN0401410A*D | 40000 | 95% | Yes | 100 | 200 | 150 | 300 | 200 | 400 | 250 | 500
205822112 | AIRQUEST | N96VSN0401712A | 40000 | 96% | Yes | 100 | 200 | 200 | 400 | 200 | 400 | 250 | 500
205822123 | AIRQUEST | N96VSN0401712A*D | 40000 | 95% | Yes | 100 | 200 | 150 | 300 | 200 | 400 | 250 | 500
211778951 | AIRQUEST | N92MSN1002120A | 100000 | 92.1% | Yes | 100 | 200 | 100 | 200 | 200 | 400 | 250 | 500
206237483 | AIRQUEST | G95CSU0601716A | 60000 | 95% | Yes | 100 | 200 | 150 | 300 | 200 | 400 | 250 | 500
206237503 | AIRQUEST | G95CSU0802120A | 80000 | 95% | Yes | 100 | 200 | 150 | 300 | 200 | 400 | 250 | 500
211781280 | AIRQUEST | N95MSU0601716A | 60000 | 95% | Yes | 100 | 200 | 150 | 300 | 200 | 400 | 250 | 500
211781290 | AIRQUEST | N95MSU0802120A | 80000 | 95% | Yes | 100 | 200 | 150 | 300 | 200 | 400 | 250 | 500
211781301 | AIRQUEST | N95MSU1002120A | 100000 | 95% | Yes | 100 | 200 | 150 | 300 | 200 | 400 | 250 | 500
211781311 | AIRQUEST | N95MSU1002122A | 100000 | 95% | Yes | 100 | 200 | 150 | 300 | 200 | 400 | 250 | 500
213683538 | AIRQUEST | G96CTN1002122B*D | 100000 | 95% | Yes | 100 | 200 | 150 | 300 | 200 | 400 | 250 | 500
213683545 | AIRQUEST | G96CTN1202422B | 120000 | 96.5% | Yes | 100 | 200 | 200 | 400 | 200 | 400 | 250 | 500
213683552 | AIRQUEST | G96CTN1202422B*D | 120000 | 95% | Yes | 100 | 200 | 150 | 300 | 200 | 400 | 250 | 500
213683559 | AIRQUEST | G97CMN0601714B | 60000 | 97% | Yes | 100 | 200 | 200 | 400 | 200 | 400 | 250 | 500
213683567 | AIRQUEST | G97CMN0601714B*D | 60000 | 95% | Yes | 100 | 200 | 150 | 300 | 200 | 400 | 250 | 500
213683575 | AIRQUEST | G97CMN0602120B | 61000 | 98% | Yes | 100 | 200 | 200 | 400 | 200 | 400 | 250 | 500
212595065 | AIRQUEST | G96VTN0601412B*D | 60000 | 95% | Yes | 100 | 200 | 150 | 300 | 200 | 400 | 250 | 500
212595072 | AIRQUEST | G96VTN0601716B | 60000 | 96.3% | Yes | 100 | 200 | 200 | 400 | 200 | 400 | 250 | 500
212595079 | AIRQUEST | G96VTN0601716B*D | 60000 | 95% | Yes | 100 | 200 | 150 | 300 | 200 | 400 | 250 | 500
212595088 | AIRQUEST | N96VSN0601412B | 60000 | 95% | Yes | 100 | 200 | 150 | 300 | 200 | 400 | 250 | 500
212595097 | AIRQUEST | N96VSN0601412B*D | 60000 | 95% | Yes | 100 | 200 | 150 | 300 | 200 | 400 | 250 | 500
212595106 | AIRQUEST | N96VSN0601716B | 60000 | 97% | Yes | 100 | 200 | 200 | 400 | 200 | 400 | 250 | 500
213683468 | AIRQUEST | G95CSU0601716B | 60000 | 95% | Yes | 100 | 200 | 150 | 300 | 200 | 400 | 250 | 500
213683475 | AIRQUEST | G95CSU0802120B | 80000 | 95% | Yes | 100 | 200 | 150 | 300 | 200 | 400 | 250 | 500
213683482 | AIRQUEST | G95CSU1002122B | 100000 | 95% | Yes | 100 | 200 | 150 | 300 | 200 | 400 | 250 | 500
213683489 | AIRQUEST | G96CTN0601714B | 60000 | 96.3% | Yes | 100 | 200 | 200 | 400 | 200 | 400 | 250 | 500
206349951 | AIRQUEST | G95CSU1002122A | 100000 | 95% | Yes | 100 | 200 | 150 | 300 | 200 | 400 | 250 | 500
211778843 | AIRQUEST | N92MSN0401412A | 40000 | 92.1% | Yes | 100 | 200 | 100 | 200 | 200 | 400 | 250 | 500
211778852 | AIRQUEST | N92MSN0401412A* | 40000 | 92.1% | Yes | 100 | 200 | 100 | 200 | 200 | 400 | 250 | 500
211778861 | AIRQUEST | N92MSN0401712A | 40000 | 92.1% | Yes | 100 | 200 | 100 | 200 | 200 | 400 | 250 | 500
211781268 | AIRQUEST | N95MSU0401712A | 40000 | 95% | Yes | 100 | 200 | 150 | 300 | 200 | 400 | 250 | 500
213683496 | AIRQUEST | G96CTN0601714B*D | 60000 | 95% | Yes | 100 | 200 | 150 | 300 | 200 | 400 | 250 | 500
213683503 | AIRQUEST | G96CTN0801714B | 80000 | 96.2% | Yes | 100 | 200 | 200 | 400 | 200 | 400 | 250 | 500
213683510 | AIRQUEST | G96CTN0801714B*D | 80000 | 95% | Yes | 100 | 200 | 150 | 300 | 200 | 400 | 250 | 500
213683517 | AIRQUEST | G96CTN0802120B | 80000 | 96.7% | Yes | 100 | 200 | 200 | 400 | 200 | 400 | 250 | 500
213683524 | AIRQUEST | G96CTN0802120B*D | 80000 | 95% | Yes | 100 | 200 | 150 | 300 | 200 | 400 | 250 | 500
213683531 | AIRQUEST | G96CTN1002122B | 100000 | 96.1% | Yes | 100 | 200 | 200 | 400 | 200 | 400 | 250 | 500
211779151 | AIRQUEST | N96MSN0261410A | 26000 | 96% | Yes | 100 | 200 | 200 | 400 | 200 | 400 | 250 | 500
211779160 | AIRQUEST | N96MSN0261410A*D | 26000 | 95% | Yes | 100 | 200 | 150 | 300 | 200 | 400 | 250 | 500
211778870 | AIRQUEST | N92MSN0401712A* | 40000 | 92.1% | Yes | 100 | 200 | 100 | 200 | 200 | 400 | 250 | 500
213683155 | AIRQUEST | G96CTN0401410B | 40000 | 96% | Yes | 100 | 200 | 200 | 400 | 200 | 400 | 250 | 500
213683162 | AIRQUEST | G96CTN0401410B*D | 40000 | 95% | Yes | 100 | 200 | 150 | 300 | 200 | 400 | 250 | 500
211779394 | AIRQUEST | N96MSN1002120A*D | 100000 | 95% | Yes | 100 | 200 | 150 | 300 | 200 | 400 | 250 | 500
211779403 | AIRQUEST | N96MSN1002122A | 100000 | 96.3% | Yes | 100 | 200 | 200 | 400 | 200 | 400 | 250 | 500
211779412 | AIRQUEST | N96MSN1002122A* | 100000 | 96.3% | Yes | 100 | 200 | 200 | 400 | 200 | 400 | 250 | 500
211779421 | AIRQUEST | N96MSN1002122A**D | 100000 | 95% | Yes | 100 | 200 | 150 | 300 | 200 | 400 | 250 | 500
211779430 | AIRQUEST | N96MSN1002122A*D | 100000 | 95% | Yes | 100 | 200 | 150 | 300 | 200 | 400 | 250 | 500
211779214 | AIRQUEST | N96MSN0401712A* | 40000 | 96.7% | Yes | 100 | 200 | 200 | 400 | 200 | 400 | 250 | 500
211779223 | AIRQUEST | N96MSN0401712A**D | 40000 | 95% | Yes | 100 | 200 | 150 | 300 | 200 | 400 | 250 | 500
211779232 | AIRQUEST | N96MSN0401712A*D | 40000 | 95% | Yes | 100 | 200 | 150 | 300 | 200 | 400 | 250 | 500
211779241 | AIRQUEST | N96MSN0601412A | 60000 | 95% | Yes | 100 | 200 | 150 | 300 | 200 | 400 | 250 | 500
211779250 | AIRQUEST | N96MSN0601412A* | 60000 | 95% | Yes | 100 | 200 | 150 | 300 | 200 | 400 | 250 | 500
213683631 | AIRQUEST | G97CMN1202422B*D | 120000 | 95% | Yes | 100 | 200 | 150 | 300 | 200 | 400 | 250 | 500
213683649 | AIRQUEST | G97CMN0802120B | 80000 | 97% | Yes | 100 | 200 | 200 | 400 | 200 | 400 | 250 | 500
213683657 | AIRQUEST | G97CMN0802120B*D | 80000 | 95% | Yes | 100 | 200 | 150 | 300 | 200 | 400 | 250 | 500
205645638 | AIRQUEST | N95ESU0401712A | 40000 | 95% | Yes | 100 | 200 | 150 | 300 | 200 | 400 | 250 | 500
212594978 | AIRQUEST | N96VSN0401410B | 40000 | 96% | Yes | 100 | 200 | 200 | 400 | 200 | 400 | 250 | 500
212594987 | AIRQUEST | N96VSN0401410B*D | 40000 | 95% | Yes | 100 | 200 | 150 | 300 | 200 | 400 | 250 | 500
212594996 | AIRQUEST | N96VSN0401712B | 40000 | 96.7% | Yes | 100 | 200 | 200 | 400 | 200 | 400 | 250 | 500
212595005 | AIRQUEST | N96VSN0401712B*D | 40000 | 95% | Yes | 100 | 200 | 150 | 300 | 200 | 400 | 250 | 500
211779439 | AIRQUEST | N96MSN1202422A | 120000 | 96.1% | Yes | 100 | 200 | 200 | 400 | 200 | 400 | 250 | 500
211779448 | AIRQUEST | N96MSN1202422A* | 120000 | 96.1% | Yes | 100 | 200 | 200 | 400 | 200 | 400 | 250 | 500
211779457 | AIRQUEST | N96MSN1202422A**D | 120000 | 95% | Yes | 100 | 200 | 150 | 300 | 200 | 400 | 250 | 500
211779466 | AIRQUEST | N96MSN1202422A*D | 120000 | 95% | Yes | 100 | 200 | 150 | 300 | 200 | 400 | 250 | 500
211779475 | AIRQUEST | N96MSN1402422A | 140000 | 95% | Yes | 100 | 200 | 150 | 300 | 200 | 400 | 250 | 500
211779259 | AIRQUEST | N96MSN0601412A**D | 60000 | 95% | Yes | 100 | 200 | 150 | 300 | 200 | 400 | 250 | 500
211779268 | AIRQUEST | N96MSN0601412A*D | 60000 | 95% | Yes | 100 | 200 | 150 | 300 | 200 | 400 | 250 | 500
211779277 | AIRQUEST | N96MSN0601716A | 60000 | 97% | Yes | 100 | 200 | 200 | 400 | 200 | 400 | 250 | 500
211779286 | AIRQUEST | N96MSN0601716A* | 60000 | 97% | Yes | 100 | 200 | 200 | 400 | 200 | 400 | 250 | 500
211779295 | AIRQUEST | N96MSN0601716A**D | 60000 | 95% | Yes | 100 | 200 | 150 | 300 | 200 | 400 | 250 | 500
212595058 | AIRQUEST | G96VTN0601412B | 60000 | 95% | Yes | 100 | 200 | 150 | 300 | 200 | 400 | 250 | 500
205822134 | AIRQUEST | N96VSN0601412A | 60000 | 95% | Yes | 100 | 200 | 150 | 300 | 200 | 400 | 250 | 500
205822145 | AIRQUEST | N96VSN0601412A*D | 60000 | 95% | Yes | 100 | 200 | 150 | 300 | 200 | 400 | 250 | 500
205822156 | AIRQUEST | N96VSN0601714A | 60000 | 96% | Yes | 100 | 200 | 200 | 400 | 200 | 400 | 250 | 500
205822167 | AIRQUEST | N96VSN0601714A*D | 60000 | 95% | Yes | 100 | 200 | 150 | 300 | 200 | 400 | 250 | 500
212595295 | AIRQUEST | G96VTN1002122B*D | 100000 | 95% | Yes | 100 | 200 | 150 | 300 | 200 | 400 | 250 | 500
212595304 | AIRQUEST | N96VSN1002120B | 100000 | 96.3% | Yes | 100 | 200 | 200 | 400 | 200 | 400 | 250 | 500
212595313 | AIRQUEST | N96VSN1002120B*D | 100000 | 95% | Yes | 100 | 200 | 150 | 300 | 200 | 400 | 250 | 500
212595168 | AIRQUEST | G96VTN0801716B | 80000 | 96.2% | Yes | 100 | 200 | 200 | 400 | 200 | 400 | 250 | 500
212595175 | AIRQUEST | G96VTN0801716B*D | 80000 | 95% | Yes | 100 | 200 | 150 | 300 | 200 | 400 | 250 | 500
212595182 | AIRQUEST | G96VTN0802120B | 80000 | 96.7% | Yes | 100 | 200 | 200 | 400 | 200 | 400 | 250 | 500
212595189 | AIRQUEST | G96VTN0802120B*D | 80000 | 95% | Yes | 100 | 200 | 150 | 300 | 200 | 400 | 250 | 500
212595198 | AIRQUEST | N96VSN0801716B | 80000 | 97% | Yes | 100 | 200 | 200 | 400 | 200 | 400 | 250 | 500
213683583 | AIRQUEST | G97CMN0602120B*D | 61000 | 96.7% | Yes | 100 | 200 | 200 | 400 | 200 | 400 | 250 | 500
213683591 | AIRQUEST | G97CMN0801714B | 80000 | 97% | Yes | 100 | 200 | 200 | 400 | 200 | 400 | 250 | 500
213683599 | AIRQUEST | G97CMN0801714B*D | 80000 | 95% | Yes | 100 | 200 | 150 | 300 | 200 | 400 | 250 | 500
213683607 | AIRQUEST | G97CMN1002122B | 100000 | 97% | Yes | 100 | 200 | 200 | 400 | 200 | 400 | 250 | 500
213683615 | AIRQUEST | G97CMN1002122B*D | 100000 | 95% | Yes | 100 | 200 | 150 | 300 | 200 | 400 | 250 | 500
213683623 | AIRQUEST | G97CMN1202422B | 120000 | 97% | Yes | 100 | 200 | 200 | 400 | 200 | 400 | 250 | 500
211780727 | AIRQUEST | N96MSN0801716A | 80000 | 97% | Yes | 100 | 200 | 200 | 400 | 200 | 400 | 250 | 500
211780736 | AIRQUEST | N96MSN0801716A* | 80000 | 97% | Yes | 100 | 200 | 200 | 400 | 200 | 400 | 250 | 500
205822178 | AIRQUEST | N96VSN0801716A | 80000 | 96% | Yes | 100 | 200 | 200 | 400 | 200 | 400 | 250 | 500
205822189 | AIRQUEST | N96VSN0801716A*D | 80000 | 95% | Yes | 100 | 200 | 150 | 300 | 200 | 400 | 250 | 500
205822200 | AIRQUEST | N96VSN0802120A | 80000 | 96% | Yes | 100 | 200 | 200 | 400 | 200 | 400 | 250 | 500
205822211 | AIRQUEST | N96VSN0802120A*D | 80000 | 95% | Yes | 100 | 200 | 150 | 300 | 200 | 400 | 250 | 500
212595348 | AIRQUEST | G96VTN1202422B | 120000 | 96.7% | Yes | 100 | 200 | 200 | 400 | 200 | 400 | 250 | 500
212595355 | AIRQUEST | G96VTN1202422B*D | 120000 | 95% | Yes | 100 | 200 | 150 | 300 | 200 | 400 | 250 | 500
212595364 | AIRQUEST | N96VSN1202422B | 120000 | 96.1% | Yes | 100 | 200 | 200 | 400 | 200 | 400 | 250 | 500
212595373 | AIRQUEST | N96VSN1202422B*D | 120000 | 95% | Yes | 100 | 200 | 150 | 300 | 200 | 400 | 250 | 500
211779484 | AIRQUEST | N96MSN1402422A*D | 140000 | 95% | Yes | 100 | 200 | 150 | 300 | 200 | 400 | 250 | 500
211779349 | AIRQUEST | N96MSN0802120A**D | 80000 | 95% | Yes | 100 | 200 | 150 | 300 | 200 | 400 | 250 | 500
211779358 | AIRQUEST | N96MSN0802120A*D | 80000 | 95% | Yes | 100 | 200 | 150 | 300 | 200 | 400 | 250 | 500
211779367 | AIRQUEST | N96MSN1002120A | 100000 | 96.3% | Yes | 100 | 200 | 200 | 400 | 200 | 400 | 250 | 500
211779376 | AIRQUEST | N96MSN1002120A* | 100000 | 96.3% | Yes | 100 | 200 | 200 | 400 | 200 | 400 | 250 | 500
211779385 | AIRQUEST | N96MSN1002120A**D | 100000 | 95% | Yes | 100 | 200 | 150 | 300 | 200 | 400 | 250 | 500
211779304 | AIRQUEST | N96MSN0601716A*D | 60000 | 95% | Yes | 100 | 200 | 150 | 300 | 200 | 400 | 250 | 500
211779313 | AIRQUEST | N96MSN0801716A**D | 80000 | 95% | Yes | 100 | 200 | 150 | 300 | 200 | 400 | 250 | 500
211779322 | AIRQUEST | N96MSN0801716A*D | 80000 | 95% | Yes | 100 | 200 | 150 | 300 | 200 | 400 | 250 | 500
211779331 | AIRQUEST | N96MSN0802120A | 80000 | 97% | Yes | 100 | 200 | 200 | 400 | 200 | 400 | 250 | 500
211779340 | AIRQUEST | N96MSN0802120A* | 80000 | 97% | Yes | 100 | 200 | 200 | 400 | 200 | 400 | 250 | 500
5441170 | AIRTEMP | VG7SC 072D-24B | 72000 | 92.1% | No | 100 | 200 | 0 | 0 | 100 | 200 | 250 | 500
10560963 | AIRTEMP | VG7SC 038D-23A | 38000 | 92.1% | No | 100 | 200 | 0 | 0 | 100 | 200 | 250 | 500
10560964 | AIRTEMP | VG7SC 038D-23A* | 38000 | 92.1% | No | 100 | 200 | 0 | 0 | 100 | 200 | 250 | 500
5441168 | AIRTEMP | VG7SC 038D-23A | 38000 | 92.1% | No | 100 | 200 | 0 | 0 | 100 | 200 | 250 | 500
10097091 | AIRTEMP | VG7SC 038D-23A* | 38000 | 92.1% | No | 100 | 200 | 0 | 0 | 100 | 200 | 250 | 500
10560978 | AIRTEMP | VG7SD 038D-24B | 38000 | 95% | No | 100 | 200 | 0 | 0 | 100 | 200 | 250 | 500
10560979 | AIRTEMP | VG7SD 038D-24B* | 38000 | 95% | No | 100 | 200 | 0 | 0 | 100 | 200 | 250 | 500
5441175 | AIRTEMP | VG7SD 038D-24B | 38000 | 95% | No | 100 | 200 | 0 | 0 | 100 | 200 | 250 | 500
10097126 | AIRTEMP | VG7SD 038D-24B* | 38000 | 95% | No | 100 | 200 | 0 | 0 | 100 | 200 | 250 | 500
5441171 | AIRTEMP | VG7SC 072D-35C | 72000 | 92.1% | No | 100 | 200 | 0 | 0 | 100 | 200 | 250 | 500
5441182 | AIRTEMP | VG7SL 072D-24B | 72000 | 92.1% | No | 100 | 200 | 0 | 0 | 100 | 200 | 250 | 500
10560965 | AIRTEMP | VG7SC 054D-24B | 54000 | 92.1% | No | 100 | 200 | 0 | 0 | 100 | 200 | 250 | 500
10560966 | AIRTEMP | VG7SC 054D-24B* | 54000 | 92.1% | No | 100 | 200 | 0 | 0 | 100 | 200 | 250 | 500
5441169 | AIRTEMP | VG7SC 054D-24B | 54000 | 92.1% | No | 100 | 200 | 0 | 0 | 100 | 200 | 250 | 500
5441181 | AIRTEMP | VG7SL 054D-24B | 54000 | 92.1% | No | 100 | 200 | 0 | 0 | 100 | 200 | 250 | 500
10561000 | AIRTEMP | VG7SL 054D-24B | 54000 | 92.1% | No | 100 | 200 | 0 | 0 | 100 | 200 | 250 | 500
5441176 | AIRTEMP | VG7SD 054D-24B | 54000 | 95% | No | 100 | 200 | 0 | 0 | 100 | 200 | 250 | 500
5441185 | AIRTEMP | VG7SM 054D-24B | 54000 | 95% | No | 100 | 200 | 0 | 0 | 100 | 200 | 250 | 500
10560982 | AIRTEMP | VG7SD 054D-24B | 54000 | 95% | No | 100 | 200 | 0 | 0 | 100 | 200 | 250 | 500
10560983 | AIRTEMP | VG7SD 054D-24B* | 54000 | 95% | No | 100 | 200 | 0 | 0 | 100 | 200 | 250 | 500
10561008 | AIRTEMP | VG7SM 054D-24B | 54000 | 95% | No | 100 | 200 | 0 | 0 | 100 | 200 | 250 | 500
10561009 | AIRTEMP | VG7SM 054D-24B* | 54000 | 95% | No | 100 | 200 | 0 | 0 | 100 | 200 | 250 | 500
10097131 | AIRTEMP | VG7SD 054D-24B* | 54000 | 95% | No | 100 | 200 | 0 | 0 | 100 | 200 | 250 | 500
10097186 | AIRTEMP | VG7SM 054D-24B* | 54000 | 95% | No | 100 | 200 | 0 | 0 | 100 | 200 | 250 | 500
10561001 | AIRTEMP | VG7SL 054D-24B* | 54000 | 92.1% | No | 100 | 200 | 0 | 0 | 100 | 200 | 250 | 500
10097096 | AIRTEMP | VG7SC 054D-24B* | 54000 | 92.1% | No | 100 | 200 | 0 | 0 | 100 | 200 | 250 | 500
10097166 | AIRTEMP | VG7SL 054D-24B* | 54000 | 92.1% | No | 100 | 200 | 0 | 0 | 100 | 200 | 250 | 500
10560975 | AIRTEMP | VG7SC 120D-45D | 120000 | 92.1% | No | 100 | 200 | 0 | 0 | 100 | 200 | 250 | 500
10560976 | AIRTEMP | VG7SC 120D-45D* | 120000 | 92.1% | No | 100 | 200 | 0 | 0 | 100 | 200 | 250 | 500
10560967 | AIRTEMP | VG7SC 072D-24B | 72000 | 92.1% | No | 100 | 200 | 0 | 0 | 100 | 200 | 250 | 500
10560968 | AIRTEMP | VG7SC 072D-24B* | 72000 | 92.1% | No | 100 | 200 | 0 | 0 | 100 | 200 | 250 | 500
10560969 | AIRTEMP | VG7SC 072D-35C | 72000 | 92.1% | No | 100 | 200 | 0 | 0 | 100 | 200 | 250 | 500
10560970 | AIRTEMP | VG7SC 072D-35C* | 72000 | 92.1% | No | 100 | 200 | 0 | 0 | 100 | 200 | 250 | 500
10561002 | AIRTEMP | VG7SL 072D-24B | 72000 | 92.1% | No | 100 | 200 | 0 | 0 | 100 | 200 | 250 | 500
10561003 | AIRTEMP | VG7SL 072D-24B* | 72000 | 92.1% | No | 100 | 200 | 0 | 0 | 100 | 200 | 250 | 500
10097101 | AIRTEMP | VG7SC 072D-24B* | 72000 | 92.1% | No | 100 | 200 | 0 | 0 | 100 | 200 | 250 | 500
10097106 | AIRTEMP | VG7SC 072D-35C* | 72000 | 92.1% | No | 100 | 200 | 0 | 0 | 100 | 200 | 250 | 500
5441177 | AIRTEMP | VG7SD 072D-35C | 72000 | 95% | No | 100 | 200 | 0 | 0 | 100 | 200 | 250 | 500
5441186 | AIRTEMP | VG7SM 072D-35C | 72000 | 95% | No | 100 | 200 | 0 | 0 | 100 | 200 | 250 | 500
10560984 | AIRTEMP | VG7SD 072D-35C | 72000 | 95% | No | 100 | 200 | 0 | 0 | 100 | 200 | 250 | 500
10560985 | AIRTEMP | VG7SD 072D-35C* | 72000 | 95% | No | 100 | 200 | 0 | 0 | 100 | 200 | 250 | 500
10561010 | AIRTEMP | VG7SM 072D-35C | 72000 | 95% | No | 100 | 200 | 0 | 0 | 100 | 200 | 250 | 500
10561011 | AIRTEMP | VG7SM 072D-35C* | 72000 | 95% | No | 100 | 200 | 0 | 0 | 100 | 200 | 250 | 500
10097136 | AIRTEMP | VG7SD 072D-35C* | 72000 | 95% | No | 100 | 200 | 0 | 0 | 100 | 200 | 250 | 500
10097171 | AIRTEMP | VG7SL 072D-24B* | 72000 | 92.1% | No | 100 | 200 | 0 | 0 | 100 | 200 | 250 | 500
10097191 | AIRTEMP | VG7SM 072D-35C* | 72000 | 95% | No | 100 | 200 | 0 | 0 | 100 | 200 | 250 | 500
10560971 | AIRTEMP | VG7SC 090D-35C | 90000 | 92.1% | No | 100 | 200 | 0 | 0 | 100 | 200 | 250 | 500
10560972 | AIRTEMP | VG7SC 090D-35C* | 90000 | 92.1% | No | 100 | 200 | 0 | 0 | 100 | 200 | 250 | 500
5441172 | AIRTEMP | VG7SC 090D-35C | 90000 | 92.1% | No | 100 | 200 | 0 | 0 | 100 | 200 | 250 | 500
5441183 | AIRTEMP | VG7SL 090D-35C | 90000 | 92.1% | No | 100 | 200 | 0 | 0 | 100 | 200 | 250 | 500
10561004 | AIRTEMP | VG7SL 090D-35C | 90000 | 92.1% | No | 100 | 200 | 0 | 0 | 100 | 200 | 250 | 500
10561005 | AIRTEMP | VG7SL 090D-35C* | 90000 | 92.1% | No | 100 | 200 | 0 | 0 | 100 | 200 | 250 | 500
10097111 | AIRTEMP | VG7SC 090D-35C* | 90000 | 92.1% | No | 100 | 200 | 0 | 0 | 100 | 200 | 250 | 500
10097176 | AIRTEMP | VG7SL 090D-35C* | 90000 | 92.1% | No | 100 | 200 | 0 | 0 | 100 | 200 | 250 | 500
5441178 | AIRTEMP | VG7SD 090D-35C | 90000 | 95% | No | 100 | 200 | 0 | 0 | 100 | 200 | 250 | 500
5441187 | AIRTEMP | VG7SM 090D-35C | 90000 | 95% | No | 100 | 200 | 0 | 0 | 100 | 200 | 250 | 500
10560988 | AIRTEMP | VG7SD 090D-35C | 90000 | 95% | No | 100 | 200 | 0 | 0 | 100 | 200 | 250 | 500
10560989 | AIRTEMP | VG7SD 090D-35C* | 90000 | 95% | No | 100 | 200 | 0 | 0 | 100 | 200 | 250 | 500
10561012 | AIRTEMP | VG7SM 090D-35C | 90000 | 95% | No | 100 | 200 | 0 | 0 | 100 | 200 | 250 | 500
10561013 | AIRTEMP | VG7SM 090D-35C* | 90000 | 95% | No | 100 | 200 | 0 | 0 | 100 | 200 | 250 | 500
10097141 | AIRTEMP | VG7SD 090D-35C* | 90000 | 95% | No | 100 | 200 | 0 | 0 | 100 | 200 | 250 | 500
10097196 | AIRTEMP | VG7SM 090D-35C* | 90000 | 95% | No | 100 | 200 | 0 | 0 | 100 | 200 | 250 | 500
10560973 | AIRTEMP | VG7SC 108D-45D | 108000 | 92.1% | No | 100 | 200 | 0 | 0 | 100 | 200 | 250 | 500
10560974 | AIRTEMP | VG7SC 108D-45D* | 108000 | 92.1% | No | 100 | 200 | 0 | 0 | 100 | 200 | 250 | 500
5441173 | AIRTEMP | VG7SC 108D-45D | 108000 | 92.1% | No | 100 | 200 | 0 | 0 | 100 | 200 | 250 | 500
10097116 | AIRTEMP | VG7SC 108D-45D* | 108000 | 92.1% | No | 100 | 200 | 0 | 0 | 100 | 200 | 250 | 500
5441179 | AIRTEMP | VG7SD 108D-45D | 108000 | 95% | No | 100 | 200 | 0 | 0 | 100 | 200 | 250 | 500
10560994 | AIRTEMP | VG7SD 108D-45D | 108000 | 95% | No | 100 | 200 | 0 | 0 | 100 | 200 | 250 | 500
10560995 | AIRTEMP | VG7SD 108D-45D* | 108000 | 95% | No | 100 | 200 | 0 | 0 | 100 | 200 | 250 | 500
10097146 | AIRTEMP | VG7SD 108D-45D* | 108000 | 95% | No | 100 | 200 | 0 | 0 | 100 | 200 | 250 | 500
5441188 | AIRTEMP | VG7SM 118D-45D | 118000 | 95% | No | 100 | 200 | 0 | 0 | 100 | 200 | 250 | 500
10561014 | AIRTEMP | VG7SM 118D-45D | 118000 | 95% | No | 100 | 200 | 0 | 0 | 100 | 200 | 250 | 500
10561015 | AIRTEMP | VG7SM 118D-45D* | 118000 | 95% | No | 100 | 200 | 0 | 0 | 100 | 200 | 250 | 500
10097201 | AIRTEMP | VG7SM 118D-45D* | 118000 | 95% | No | 100 | 200 | 0 | 0 | 100 | 200 | 250 | 500
5441174 | AIRTEMP | VG7SC 120D-45D | 120000 | 92.1% | No | 100 | 200 | 0 | 0 | 100 | 200 | 250 | 500
5441184 | AIRTEMP | VG7SL 120D-45D | 120000 | 92.1% | No | 100 | 200 | 0 | 0 | 100 | 200 | 250 | 500
10561006 | AIRTEMP | VG7SL 120D-45D | 120000 | 92.1% | No | 100 | 200 | 0 | 0 | 100 | 200 | 250 | 500
10561007 | AIRTEMP | VG7SL 120D-45D* | 120000 | 92.1% | No | 100 | 200 | 0 | 0 | 100 | 200 | 250 | 500
10097121 | AIRTEMP | VG7SC 120D-45D* | 120000 | 92.1% | No | 100 | 200 | 0 | 0 | 100 | 200 | 250 | 500
10097181 | AIRTEMP | VG7SL 120D-45D* | 120000 | 92.1% | No | 100 | 200 | 0 | 0 | 100 | 200 | 250 | 500
5441180 | AIRTEMP | VG7SD 120D-45D | 120000 | 95% | No | 100 | 200 | 0 | 0 | 100 | 200 | 250 | 500
10560998 | AIRTEMP | VG7SD 120D-45D | 120000 | 95% | No | 100 | 200 | 0 | 0 | 100 | 200 | 250 | 500
10560999 | AIRTEMP | VG7SD 120D-45D* | 120000 | 95% | No | 100 | 200 | 0 | 0 | 100 | 200 | 250 | 500
10097151 | AIRTEMP | VG7SD 120D-45D* | 120000 | 95% | No | 100 | 200 | 0 | 0 | 100 | 200 | 250 | 500
205309139 | AIRTEMP | VG7SC-038D-T23A1 | 38000 | 92.1% | Yes | 100 | 200 | 100 | 200 | 200 | 400 | 250 | 500
204762182 | AIRTEMP | VG7SC-054D-T24B* | 54000 | 92% | Yes | 100 | 200 | 100 | 200 | 200 | 400 | 250 | 500
205309141 | AIRTEMP | VG7SC-072D-T35C1 | 72000 | 92.1% | Yes | 100 | 200 | 100 | 200 | 200 | 400 | 250 | 500
205309140 | AIRTEMP | VG7SC-072D-T24B1 | 72000 | 92% | Yes | 100 | 200 | 100 | 200 | 200 | 400 | 250 | 500
205309142 | AIRTEMP | VG7SC-090D-T35C1 | 90000 | 92.1% | Yes | 100 | 200 | 100 | 200 | 200 | 400 | 250 | 500
205309143 | AIRTEMP | VG7SC-108D-T45D1 | 108000 | 92.1% | Yes | 100 | 200 | 100 | 200 | 200 | 400 | 250 | 500
205309144 | AIRTEMP | VG7SC-120D-T45D1 | 120000 | 92.1% | Yes | 100 | 200 | 100 | 200 | 200 | 400 | 250 | 500
10560977 | AIRTEMP | VG7SD 038D-23EB1 | 38000 | 95% | Yes | 100 | 200 | 150 | 300 | 200 | 400 | 250 | 500
10096043 | AIRTEMP | VG7SD 038D-23EB1 | 38000 | 95% | Yes | 100 | 200 | 150 | 300 | 200 | 400 | 250 | 500
202266309 | AIRTEMP | VG7SD 038D-23EB* | 38000 | 95% | Yes | 100 | 200 | 150 | 300 | 200 | 400 | 250 | 500
8963881 | AIRTEMP | VG7SD 054D-23EB | 54000 | 95% | Yes | 100 | 200 | 150 | 300 | 200 | 400 | 250 | 500
10560980 | AIRTEMP | VG7SD 054D-23EB | 54000 | 95% | Yes | 100 | 200 | 150 | 300 | 200 | 400 | 250 | 500
10560981 | AIRTEMP | VG7SD 054D-23EB* | 54000 | 95% | Yes | 100 | 200 | 150 | 300 | 200 | 400 | 250 | 500
205309145 | AIRTEMP | VG7SD-054D-T24B1 | 54000 | 95% | Yes | 100 | 200 | 150 | 300 | 200 | 400 | 250 | 500
10097205 | AIRTEMP | VG7SD 054D-23EB* | 54000 | 95% | Yes | 100 | 200 | 150 | 300 | 200 | 400 | 250 | 500
8963885 | AIRTEMP | VG7SD 120D-35ED | 120000 | 94.3% | Yes | 100 | 200 | 150 | 300 | 200 | 400 | 250 | 500
204038584 | AIRTEMP | VG7TC-080D-E35C1 | 80000 | 95% | Yes | 100 | 200 | 150 | 300 | 200 | 400 | 250 | 500
204038596 | AIRTEMP | VG7TC-080*-E35C1 | 80000 | 95% | Yes | 100 | 200 | 150 | 300 | 200 | 400 | 250 | 500
8963882 | AIRTEMP | VG7SD 072D-35EC | 72000 | 95% | Yes | 100 | 200 | 150 | 300 | 200 | 400 | 250 | 500
10560986 | AIRTEMP | VG7SD 072D-35EC | 72000 | 95% | Yes | 100 | 200 | 150 | 300 | 200 | 400 | 250 | 500
10560987 | AIRTEMP | VG7SD 072D-35EC* | 72000 | 95% | Yes | 100 | 200 | 150 | 300 | 200 | 400 | 250 | 500
205309146 | AIRTEMP | VG7SD-072D-T35C1 | 72000 | 95% | Yes | 100 | 200 | 150 | 300 | 200 | 400 | 250 | 500
10097209 | AIRTEMP | VG7SD 072D-35EC* | 72000 | 95% | Yes | 100 | 200 | 150 | 300 | 200 | 400 | 250 | 500
5609947 | AIRTEMP | VG7TC 080*-*C* | 80000 | 95.1% | Yes | 100 | 200 | 150 | 300 | 200 | 400 | 250 | 500
10561017 | AIRTEMP | VG7TC 080*-*C* | 80000 | 95.1% | Yes | 100 | 200 | 150 | 300 | 200 | 400 | 250 | 500
204038583 | AIRTEMP | VG7TC-060D-E24B1 | 60000 | 95% | Yes | 100 | 200 | 150 | 300 | 200 | 400 | 250 | 500
204038595 | AIRTEMP | VG7TC-060*-E24B1 | 60000 | 95% | Yes | 100 | 200 | 150 | 300 | 200 | 400 | 250 | 500
8963883 | AIRTEMP | VG7SD 090D-35EC | 90000 | 95% | Yes | 100 | 200 | 150 | 300 | 200 | 400 | 250 | 500
10560990 | AIRTEMP | VG7SD 090D-35EC | 90000 | 95% | Yes | 100 | 200 | 150 | 300 | 200 | 400 | 250 | 500
10560991 | AIRTEMP | VG7SD 090D-35EC* | 90000 | 95% | Yes | 100 | 200 | 150 | 300 | 200 | 400 | 250 | 500
10097213 | AIRTEMP | VG7SD 090D-35EC* | 90000 | 95% | Yes | 100 | 200 | 150 | 300 | 200 | 400 | 250 | 500
5609946 | AIRTEMP | VG7TC 060*-*B* | 60000 | 95.1% | Yes | 100 | 200 | 150 | 300 | 200 | 400 | 250 | 500
10561016 | AIRTEMP | VG7TC 060*-*B* | 60000 | 95.1% | Yes | 100 | 200 | 150 | 300 | 200 | 400 | 250 | 500
204038585 | AIRTEMP | VG7TC-100D-E35C1 | 100000 | 95% | Yes | 100 | 200 | 150 | 300 | 200 | 400 | 250 | 500
204038597 | AIRTEMP | VG7TC-100*E35C1 | 100000 | 95% | Yes | 100 | 200 | 150 | 300 | 200 | 400 | 250 | 500
5609949 | AIRTEMP | VG7TC 100*-*C* | 100000 | 95.1% | Yes | 100 | 200 | 150 | 300 | 200 | 400 | 250 | 500
10561018 | AIRTEMP | VG7TC 100*-*C* | 100000 | 95.1% | Yes | 100 | 200 | 150 | 300 | 200 | 400 | 250 | 500
8963884 | AIRTEMP | VG7SD 108D-35ED | 108000 | 95% | Yes | 100 | 200 | 150 | 300 | 200 | 400 | 250 | 500
10560992 | AIRTEMP | VG7SD 108D-35ED | 108000 | 95% | Yes | 100 | 200 | 150 | 300 | 200 | 400 | 250 | 500
10560993 | AIRTEMP | VG7SD 108D-35ED* | 108000 | 95% | Yes | 100 | 200 | 150 | 300 | 200 | 400 | 250 | 500
205309147 | AIRTEMP | VG7SD-108D-T45D1 | 108000 | 95% | Yes | 100 | 200 | 150 | 300 | 200 | 400 | 250 | 500
10097217 | AIRTEMP | VG7SD 108D-35ED* | 108000 | 95% | Yes | 100 | 200 | 150 | 300 | 200 | 400 | 250 | 500
10560996 | AIRTEMP | VG7SD 120D-35ED | 120000 | 94.3% | Yes | 100 | 200 | 150 | 300 | 200 | 400 | 250 | 500
10560997 | AIRTEMP | VG7SD 120D-35ED* | 120000 | 94.3% | Yes | 100 | 200 | 150 | 300 | 200 | 400 | 250 | 500
10097221 | AIRTEMP | VG7SD 120D-35ED* | 120000 | 94.3% | Yes | 100 | 200 | 150 | 300 | 200 | 400 | 250 | 500
10561031 | AIRTEMP | VG7TL 120*-*D* | 120000 | 94.8% | Yes | 100 | 200 | 150 | 300 | 200 | 400 | 250 | 500
204038586 | AIRTEMP | VG7TC-120D-E45D1 | 120000 | 95% | Yes | 100 | 200 | 150 | 300 | 200 | 400 | 250 | 500
204038598 | AIRTEMP | VG7TC-120*-E45D1 | 120000 | 95% | Yes | 100 | 200 | 150 | 300 | 200 | 400 | 250 | 500
5609948 | AIRTEMP | VG7TC 120*-*D* | 120000 | 95.1% | Yes | 100 | 200 | 150 | 300 | 200 | 400 | 250 | 500
10561019 | AIRTEMP | VG7TC 120*-*D* | 120000 | 95.1% | Yes | 100 | 200 | 150 | 300 | 200 | 400 | 250 | 500
10346196 | AIRTEMP | VG7TN 060*-*B* | 60000 | 96% | Yes | 100 | 200 | 200 | 400 | 200 | 400 | 250 | 500
10561020 | AIRTEMP | VG7TE 060*-*B* | 60000 | 96% | Yes | 100 | 200 | 200 | 400 | 200 | 400 | 250 | 500
10561021 | AIRTEMP | VG7TE 060*-VB* | 60000 | 96% | Yes | 100 | 200 | 200 | 400 | 200 | 400 | 250 | 500
202330685 | AIRTEMP | VG7TE 060D-24B* | 60000 | 96% | Yes | 100 | 200 | 200 | 400 | 200 | 400 | 250 | 500
202330686 | AIRTEMP | VG7TE 060D-VB* | 60000 | 96% | Yes | 100 | 200 | 200 | 400 | 200 | 400 | 250 | 500
10096060 | AIRTEMP | VG7TE 060*-*B* | 60000 | 96% | Yes | 100 | 200 | 200 | 400 | 200 | 400 | 250 | 500
10096072 | AIRTEMP | VG7TE 060*-VB* | 60000 | 96% | Yes | 100 | 200 | 200 | 400 | 200 | 400 | 250 | 500
204038587 | AIRTEMP | VG7TE-060D-E24B1 | 60000 | 96% | Yes | 100 | 200 | 200 | 400 | 200 | 400 | 250 | 500
204038591 | AIRTEMP | VG7TN-060D-E24B1 | 60000 | 96% | Yes | 100 | 200 | 200 | 400 | 200 | 400 | 250 | 500
205573462 | AIRTEMP | VG7TE-060D-V24B1 | 60000 | 96% | Yes | 100 | 200 | 200 | 400 | 200 | 400 | 250 | 500
10346197 | AIRTEMP | VG7TN 080*-*C* | 80000 | 96% | Yes | 100 | 200 | 200 | 400 | 200 | 400 | 250 | 500
10561023 | AIRTEMP | VG7TE 080*-VC* | 80000 | 96% | Yes | 100 | 200 | 200 | 400 | 200 | 400 | 250 | 500
10561025 | AIRTEMP | VG7TE 100*-VC* | 80000 | 96% | Yes | 100 | 200 | 200 | 400 | 200 | 400 | 250 | 500
202330687 | AIRTEMP | VG7TE 080D-35C* | 80000 | 96% | Yes | 100 | 200 | 200 | 400 | 200 | 400 | 250 | 500
202330688 | AIRTEMP | VG7TE 080D-VC* | 80000 | 96% | Yes | 100 | 200 | 200 | 400 | 200 | 400 | 250 | 500
10149893 | AIRTEMP | VG7TE 080*-VC* | 80000 | 96% | Yes | 100 | 200 | 200 | 400 | 200 | 400 | 250 | 500
10149894 | AIRTEMP | VG7TE 100*-VC* | 80000 | 96% | Yes | 100 | 200 | 200 | 400 | 200 | 400 | 250 | 500
204038588 | AIRTEMP | VG7TE-080D-E35C1 | 80000 | 96% | Yes | 100 | 200 | 200 | 400 | 200 | 400 | 250 | 500
204038589 | AIRTEMP | VG7TE-080D-V35C1 | 80000 | 96% | Yes | 100 | 200 | 200 | 400 | 200 | 400 | 250 | 500
204038592 | AIRTEMP | VG7TN-080D-E35C1 | 80000 | 96% | Yes | 100 | 200 | 200 | 400 | 200 | 400 | 250 | 500
10346198 | AIRTEMP | VG7TN 100*-*C* | 100000 | 96% | Yes | 100 | 200 | 200 | 400 | 200 | 400 | 250 | 500
10561022 | AIRTEMP | VG7TE 080*-*C* | 100000 | 96% | Yes | 100 | 200 | 200 | 400 | 200 | 400 | 250 | 500
10561024 | AIRTEMP | VG7TE 100*-*C* | 100000 | 96% | Yes | 100 | 200 | 200 | 400 | 200 | 400 | 250 | 500
202330689 | AIRTEMP | VG7TE 100D-35C* | 100000 | 96% | Yes | 100 | 200 | 200 | 400 | 200 | 400 | 250 | 500
10096076 | AIRTEMP | VG7TE 100*-*C* | 100000 | 96% | Yes | 100 | 200 | 200 | 400 | 200 | 400 | 250 | 500
10149892 | AIRTEMP | VG7TE 080*-*C* | 100000 | 96% | Yes | 100 | 200 | 200 | 400 | 200 | 400 | 250 | 500
202330690 | AIRTEMP | VG7TE 100D-VC* | 100000 | 96% | Yes | 100 | 200 | 200 | 400 | 200 | 400 | 250 | 500
204038590 | AIRTEMP | VG7TE-100D-E35C1 | 100000 | 96% | Yes | 100 | 200 | 200 | 400 | 200 | 400 | 250 | 500
204038593 | AIRTEMP | VG7TN-100D-E35C1 | 100000 | 96% | Yes | 100 | 200 | 200 | 400 | 200 | 400 | 250 | 500
10346199 | AIRTEMP | VG7TN 115*-*D* | 115000 | 96% | Yes | 100 | 200 | 200 | 400 | 200 | 400 | 250 | 500
10561026 | AIRTEMP | VG7TE 115*-*D* | 115000 | 96% | Yes | 100 | 200 | 200 | 400 | 200 | 400 | 250 | 500
10561027 | AIRTEMP | VG7TE 115*-VD* | 115000 | 96% | Yes | 100 | 200 | 200 | 400 | 200 | 400 | 250 | 500
10096064 | AIRTEMP | VG7TE 115*-*D* | 115000 | 96% | Yes | 100 | 200 | 200 | 400 | 200 | 400 | 250 | 500
10096068 | AIRTEMP | VG7TE 115*-VD* | 115000 | 96% | Yes | 100 | 200 | 200 | 400 | 200 | 400 | 250 | 500
202330691 | AIRTEMP | VG7TE 115D-45D* | 115000 | 96% | Yes | 100 | 200 | 200 | 400 | 200 | 400 | 250 | 500
202330692 | AIRTEMP | VG7TE 115D-VD* | 115000 | 96% | Yes | 100 | 200 | 200 | 400 | 200 | 400 | 250 | 500
204038594 | AIRTEMP | VG7TN-115D-E45D1 | 115000 | 96% | Yes | 100 | 200 | 200 | 400 | 200 | 400 | 250 | 500
207769480 | AIRTEMP | VG7SC-072D-T24BP | 72000 | 92% | Yes | 100 | 200 | 100 | 200 | 200 | 400 | 250 | 500
207769486 | AIRTEMP | VG7SD-072D-T35CP | 72000 | 95% | Yes | 100 | 200 | 150 | 300 | 200 | 400 | 250 | 500
207769521 | AIRTEMP | VG7TE-100D-V35CP | 100000 | 96% | Yes | 100 | 200 | 200 | 400 | 200 | 400 | 250 | 500
207465490 | AIRTEMP | VG7TC-100D-E35CP | 100000 | 95% | Yes | 100 | 200 | 150 | 300 | 200 | 400 | 250 | 500
207465491 | AIRTEMP | VG7TC-120D-E45DP | 120000 | 95% | Yes | 100 | 200 | 150 | 300 | 200 | 400 | 250 | 500
207465492 | AIRTEMP | VG7TE-060D-E24BP | 60000 | 96% | Yes | 100 | 200 | 200 | 400 | 200 | 400 | 250 | 500
207465493 | AIRTEMP | VG7TE-080D-E35CP | 80000 | 96% | Yes | 100 | 200 | 200 | 400 | 200 | 400 | 250 | 500
207465494 | AIRTEMP | VG7TE-080D-V35CP | 80000 | 96% | Yes | 100 | 200 | 200 | 400 | 200 | 400 | 250 | 500
207465495 | AIRTEMP | VG7TE-100D-E35CP | 100000 | 96% | Yes | 100 | 200 | 200 | 400 | 200 | 400 | 250 | 500
207465496 | AIRTEMP | VG7TN-060D-E24BP | 60000 | 96% | Yes | 100 | 200 | 200 | 400 | 200 | 400 | 250 | 500
207465497 | AIRTEMP | VG7TN-080D-E35CP | 80000 | 96% | Yes | 100 | 200 | 200 | 400 | 200 | 400 | 250 | 500
207465498 | AIRTEMP | VG7TN-100D-E35CP | 100000 | 96% | Yes | 100 | 200 | 200 | 400 | 200 | 400 | 250 | 500
207465499 | AIRTEMP | VG7TN-115D-E45DP | 115000 | 96% | Yes | 100 | 200 | 200 | 400 | 200 | 400 | 250 | 500
207465500 | AIRTEMP | VG7SD-054D-T24BP | 54000 | 95% | Yes | 100 | 200 | 150 | 300 | 200 | 400 | 250 | 500
207465501 | AIRTEMP | VG7SD-108D-T45DP | 108000 | 95% | Yes | 100 | 200 | 150 | 300 | 200 | 400 | 250 | 500
207465502 | AIRTEMP | VG7SD-038D-T24BP | 38000 | 95% | Yes | 100 | 200 | 150 | 300 | 200 | 400 | 250 | 500
207465503 | AIRTEMP | VG7SD-090D-T35CP | 85000 | 95% | Yes | 100 | 200 | 150 | 300 | 200 | 400 | 250 | 500
207465504 | AIRTEMP | VG7TE-060D-V24BP | 60000 | 96% | Yes | 100 | 200 | 200 | 400 | 200 | 400 | 250 | 500
207465505 | AIRTEMP | VG7TE-115D-E45DP | 115000 | 96% | Yes | 100 | 200 | 200 | 400 | 200 | 400 | 250 | 500
207465506 | AIRTEMP | VG7TE-115D-V45DP | 115000 | 96% | Yes | 100 | 200 | 200 | 400 | 200 | 400 | 250 | 500
207465508 | AIRTEMP | VG7TE-035D-E23AP | 35000 | 96% | Yes | 100 | 200 | 200 | 400 | 200 | 400 | 250 | 500
207465520 | AIRTEMP | VG7SC-090D-T35CP | 90000 | 92.1% | Yes | 100 | 200 | 100 | 200 | 200 | 400 | 250 | 500
206229726 | AIRTEMP | VG8SD-050U-T23A* | 50000 | 95% | Yes | 100 | 200 | 150 | 300 | 200 | 400 | 250 | 500
206229727 | AIRTEMP | VG8SD-100U-T35C* | 100000 | 95% | Yes | 100 | 200 | 150 | 300 | 200 | 400 | 250 | 500
207465488 | AIRTEMP | VG7TC-060D-E24BP | 60000 | 95% | Yes | 100 | 200 | 150 | 300 | 200 | 400 | 250 | 500
207465489 | AIRTEMP | VG7TC-080D-E35CP | 80000 | 95% | Yes | 100 | 200 | 150 | 300 | 200 | 400 | 250 | 500
207167665 | AIRTEMP | VG8SD-070U-T24B* | 70000 | 95% | Yes | 100 | 200 | 150 | 300 | 200 | 400 | 250 | 500
201701809 | ALLIED | 92AF1DF045P12B-* | 44000 | 92.1% | No | 100 | 200 | 0 | 0 | 100 | 200 | 250 | 500
201701821 | ALLIED | 92AF1UH045P08B-* | 44000 | 92.1% | No | 100 | 200 | 0 | 0 | 100 | 200 | 250 | 500
201701825 | ALLIED | 92AF1UH045P12B-* | 44000 | 92.1% | No | 100 | 200 | 0 | 0 | 100 | 200 | 250 | 500
201701838 | ALLIED | 92AF1UH090P12C-* | 88000 | 92.1% | No | 100 | 200 | 0 | 0 | 100 | 200 | 250 | 500
201701861 | ALLIED | 92AF1DF090P16C-* | 88000 | 92.1% | No | 100 | 200 | 0 | 0 | 100 | 200 | 250 | 500
201701817 | ALLIED | 92AF1DF110P20C-* | 110000 | 92.1% | No | 100 | 200 | 0 | 0 | 100 | 200 | 250 | 500
201701846 | ALLIED | 92AF1UH110P16C-* | 110000 | 92.1% | No | 100 | 200 | 0 | 0 | 100 | 200 | 250 | 500
201701849 | ALLIED | 92AF1UH110P20C-* | 110000 | 92.1% | No | 100 | 200 | 0 | 0 | 100 | 200 | 250 | 500
201701853 | ALLIED | 92AF1UH135P20D-* | 132000 | 92.1% | No | 100 | 200 | 0 | 0 | 100 | 200 | 250 | 500
201701857 | ALLIED | 95AF1DF070P12B-* | 66000 | 95% | No | 100 | 200 | 0 | 0 | 100 | 200 | 250 | 500
201701814 | ALLIED | 92AF1DF070P12B-* | 66000 | 92.1% | No | 100 | 200 | 0 | 0 | 100 | 200 | 250 | 500
201701829 | ALLIED | 92AF1UH070P08B-* | 66000 | 92.1% | No | 100 | 200 | 0 | 0 | 100 | 200 | 250 | 500
201701834 | ALLIED | 92AF1UH070P12B-* | 66000 | 92.1% | No | 100 | 200 | 0 | 0 | 100 | 200 | 250 | 500
201701842 | ALLIED | 92AF1UH090P16C-* | 88000 | 92.1% | No | 100 | 200 | 0 | 0 | 100 | 200 | 250 | 500
204032300 | ALLIED | 95G1UH040BE12X-* | 40000 | 95% | Yes | 100 | 200 | 150 | 300 | 200 | 400 | 250 | 500
204032302 | ALLIED | 95G1UH080CE16X-* | 80000 | 95% | Yes | 100 | 200 | 150 | 300 | 200 | 400 | 250 | 500
204032301 | ALLIED | 95G1UH060BE12X-* | 60000 | 95% | Yes | 100 | 200 | 150 | 300 | 200 | 400 | 250 | 500
204032303 | ALLIED | 95G1UH100CE20X-* | 100000 | 95% | Yes | 100 | 200 | 150 | 300 | 200 | 400 | 250 | 500
204032296 | ALLIED | A97US2V040B12X-*-* | 40000 | 97.5% | Yes | 100 | 200 | 200 | 400 | 200 | 400 | 250 | 500
204032298 | ALLIED | A97US2V080C16X-*-* | 80000 | 97.5% | Yes | 100 | 200 | 200 | 400 | 200 | 400 | 250 | 500
204032299 | ALLIED | A97US2V080C20X-*-* | 80000 | 97.5% | Yes | 100 | 200 | 200 | 400 | 200 | 400 | 250 | 500
204032297 | ALLIED | A97US2V060B12X-** | 60000 | 97.5% | Yes | 100 | 200 | 200 | 400 | 200 | 400 | 250 | 500
201695950 | ALLIED | A96US2V110C20S-* | 110000 | 96% | Yes | 100 | 200 | 200 | 400 | 200 | 400 | 250 | 500
209240190 | ALLIED | 96G2UH030BE08-* | 30000 | 96% | Yes | 100 | 200 | 200 | 400 | 200 | 400 | 250 | 500
204388726 | Alpine | BG962UH070BV12-* | 66000 | 96% | Yes | 100 | 200 | 200 | 400 | 200 | 400 | 250 | 500
204388758 | Alpine | BG962UH090CV12-* | 88000 | 96% | Yes | 100 | 200 | 200 | 400 | 200 | 400 | 250 | 500
204388759 | Alpine | BG962UH090CV20-* | 88000 | 96% | Yes | 100 | 200 | 200 | 400 | 200 | 400 | 250 | 500
204388733 | Alpine | BG962UH110CV20-* | 110000 | 96% | Yes | 100 | 200 | 200 | 400 | 200 | 400 | 250 | 500
7368098 | AMANA | AMSS920603BN | 60000 | 92.1% | No | 100 | 200 | 0 | 0 | 100 | 200 | 250 | 500
7368114 | AMANA | ACSS920603BN | 60000 | 92.1% | No | 100 | 200 | 0 | 0 | 100 | 200 | 250 | 500
7368099 | AMANA | AMSS920803BN | 80000 | 92.1% | No | 100 | 200 | 0 | 0 | 100 | 200 | 250 | 500
7368100 | AMANA | AMSS920804CN | 80000 | 92.1% | No | 100 | 200 | 0 | 0 | 100 | 200 | 250 | 500
7368101 | AMANA | AMSS920805CN | 80000 | 92.1% | No | 100 | 200 | 0 | 0 | 100 | 200 | 250 | 500
7368115 | AMANA | ACSS920804CN | 80000 | 92.1% | No | 100 | 200 | 0 | 0 | 100 | 200 | 250 | 500
7368102 | AMANA | AMSS921004CN | 100000 | 92.1% | No | 100 | 200 | 0 | 0 | 100 | 200 | 250 | 500
7368103 | AMANA | AMSS921005CN | 100000 | 92.1% | No | 100 | 200 | 0 | 0 | 100 | 200 | 250 | 500
7368097 | AMANA | AMSS920402BN | 40000 | 92.1% | No | 100 | 200 | 0 | 0 | 100 | 200 | 250 | 500
7368113 | AMANA | ACSS920402BN | 40000 | 92.1% | No | 100 | 200 | 0 | 0 | 100 | 200 | 250 | 500
10515345 | AMANA | AMSS920403AN | 40000 | 92% | No | 100 | 200 | 0 | 0 | 100 | 200 | 250 | 500
7368087 | AMANA | AMSS960803BN | 80000 | 96.1% | No | 100 | 200 | 0 | 0 | 100 | 200 | 250 | 500
7368088 | AMANA | AMSS960804CN | 80000 | 96.1% | No | 100 | 200 | 0 | 0 | 100 | 200 | 250 | 500
7368089 | AMANA | AMSS960805CN | 80000 | 96.1% | No | 100 | 200 | 0 | 0 | 100 | 200 | 250 | 500
7368094 | AMANA | ACSS960804CN | 80000 | 96.1% | No | 100 | 200 | 0 | 0 | 100 | 200 | 250 | 500
7368085 | AMANA | AMSS960402BN | 40000 | 96.1% | No | 100 | 200 | 0 | 0 | 100 | 200 | 250 | 500
7368092 | AMANA | ACSS960402BN | 40000 | 96.1% | No | 100 | 200 | 0 | 0 | 100 | 200 | 250 | 500
10515344 | AMANA | AMSS960403AN | 40000 | 96.1% | No | 100 | 200 | 0 | 0 | 100 | 200 | 250 | 500
7368116 | AMANA | ACSS921005CN | 100000 | 92.1% | No | 100 | 200 | 0 | 0 | 100 | 200 | 250 | 500
7368095 | AMANA | ACSS961005CN | 100000 | 95% | No | 100 | 200 | 0 | 0 | 100 | 200 | 250 | 500
7368090 | AMANA | AMSS961005CN | 100000 | 96.1% | No | 100 | 200 | 0 | 0 | 100 | 200 | 250 | 500
7368104 | AMANA | AMSS921205DN | 120000 | 92.1% | No | 100 | 200 | 0 | 0 | 100 | 200 | 250 | 500
7368096 | AMANA | ACSS961205DN | 120000 | 95% | No | 100 | 200 | 0 | 0 | 100 | 200 | 250 | 500
7368091 | AMANA | AMSS961205DN | 120000 | 96.1% | No | 100 | 200 | 0 | 0 | 100 | 200 | 250 | 500
7368093 | AMANA | ACSS960603BN | 60000 | 96.1% | No | 100 | 200 | 0 | 0 | 100 | 200 | 250 | 500
7368086 | AMANA | AMSS960603BN | 60000 | 96.1% | No | 100 | 200 | 0 | 0 | 100 | 200 | 250 | 500
203400977 | AMANA | AMES920403AN | 40000 | 92.1% | Yes | 100 | 200 | 100 | 200 | 200 | 400 | 250 | 500
203400964 | AMANA | AMES920803BN | 80000 | 92.1% | Yes | 100 | 200 | 100 | 200 | 200 | 400 | 250 | 500
203400965 | AMANA | AMES920804CN | 80000 | 92.1% | Yes | 100 | 200 | 100 | 200 | 200 | 400 | 250 | 500
203400966 | AMANA | AMES920805CN | 80000 | 92.1% | Yes | 100 | 200 | 100 | 200 | 200 | 400 | 250 | 500
203400963 | AMANA | AMES920603BN | 60000 | 92.1% | Yes | 100 | 200 | 100 | 200 | 200 | 400 | 250 | 500
203400967 | AMANA | AMES921004CN | 100000 | 92.1% | Yes | 100 | 200 | 100 | 200 | 200 | 400 | 250 | 500
203400968 | AMANA | AMES921005CN | 100000 | 92.1% | Yes | 100 | 200 | 100 | 200 | 200 | 400 | 250 | 500
203400969 | AMANA | AMES921205DN | 120000 | 92.1% | Yes | 100 | 200 | 100 | 200 | 200 | 400 | 250 | 500
203401001 | AMANA | ACES961005CN | 100000 | 95% | Yes | 100 | 200 | 150 | 300 | 200 | 400 | 250 | 500
203401002 | AMANA | ACES961205DN | 120000 | 95% | Yes | 100 | 200 | 150 | 300 | 200 | 400 | 250 | 500
7610859 | AMANA | AMEC960302BN | 30000 | 96.1% | Yes | 100 | 200 | 200 | 400 | 200 | 400 | 250 | 500
10515341 | AMANA | AMEC960303AN | 30000 | 96.1% | Yes | 100 | 200 | 200 | 400 | 200 | 400 | 250 | 500
7424287 | AMANA | ACVM970603BN | 60000 | 97% | Yes | 100 | 200 | 200 | 400 | 200 | 400 | 250 | 500
7424282 | AMANA | AMVM970603BN | 60000 | 98% | Yes | 100 | 200 | 200 | 400 | 200 | 400 | 250 | 500
203400992 | AMANA | AMES960603BN | 60000 | 96.1% | Yes | 100 | 200 | 200 | 400 | 200 | 400 | 250 | 500
203400999 | AMANA | ACES960603BN | 60000 | 96.1% | Yes | 100 | 200 | 200 | 400 | 200 | 400 | 250 | 500
7368871 | AMANA | AMVC960603BN | 60000 | 96.1% | Yes | 100 | 200 | 200 | 400 | 200 | 400 | 250 | 500
7368877 | AMANA | ACVC960603BN | 60000 | 96.1% | Yes | 100 | 200 | 200 | 400 | 200 | 400 | 250 | 500
7423797 | AMANA | AMEC960603BN | 60000 | 96.1% | Yes | 100 | 200 | 200 | 400 | 200 | 400 | 250 | 500
10515343 | AMANA | AMEC960603AN | 60000 | 96.1% | Yes | 100 | 200 | 200 | 400 | 200 | 400 | 250 | 500
10333728 | AMANA | ACEC960603BN | 60000 | 96.1% | Yes | 100 | 200 | 200 | 400 | 200 | 400 | 250 | 500
204271663 | AMANA | AMES960603BU | 60000 | 96.1% | Yes | 100 | 200 | 200 | 400 | 200 | 400 | 250 | 500
203400991 | AMANA | AMES960403AN | 40000 | 96.1% | Yes | 100 | 200 | 200 | 400 | 200 | 400 | 250 | 500
203400998 | AMANA | ACES960403BN | 40000 | 96.1% | Yes | 100 | 200 | 200 | 400 | 200 | 400 | 250 | 500
7368870 | AMANA | AMVC960403BN | 40000 | 96.1% | Yes | 100 | 200 | 200 | 400 | 200 | 400 | 250 | 500
7368876 | AMANA | ACVC960403BN | 40000 | 96.1% | Yes | 100 | 200 | 200 | 400 | 200 | 400 | 250 | 500
7423796 | AMANA | AMEC960402BN | 40000 | 96.1% | Yes | 100 | 200 | 200 | 400 | 200 | 400 | 250 | 500
10515342 | AMANA | AMEC960403AN | 40000 | 96.1% | Yes | 100 | 200 | 200 | 400 | 200 | 400 | 250 | 500
10333727 | AMANA | ACEC960403BN | 40000 | 96.1% | Yes | 100 | 200 | 200 | 400 | 200 | 400 | 250 | 500
204271662 | AMANA | AMES960403BU | 40000 | 96.1% | Yes | 100 | 200 | 200 | 400 | 200 | 400 | 250 | 500
7424283 | AMANA | AMVM970803BN | 80000 | 97% | Yes | 100 | 200 | 200 | 400 | 200 | 400 | 250 | 500
7424288 | AMANA | ACVM970803BN | 80000 | 97% | Yes | 100 | 200 | 200 | 400 | 200 | 400 | 250 | 500
7424289 | AMANA | ACVM970804CN | 80000 | 97% | Yes | 100 | 200 | 200 | 400 | 200 | 400 | 250 | 500
7424284 | AMANA | AMVM970804CN | 80000 | 98% | Yes | 100 | 200 | 200 | 400 | 200 | 400 | 250 | 500
9101248 | AMANA | AMEC960804CN | 80000 | 96.1% | Yes | 100 | 200 | 200 | 400 | 200 | 400 | 250 | 500
203400993 | AMANA | AMES960803BN | 80000 | 96.1% | Yes | 100 | 200 | 200 | 400 | 200 | 400 | 250 | 500
203400994 | AMANA | AMES960804CN | 80000 | 96.1% | Yes | 100 | 200 | 200 | 400 | 200 | 400 | 250 | 500
203400995 | AMANA | AMES960805CN | 80000 | 96.1% | Yes | 100 | 200 | 200 | 400 | 200 | 400 | 250 | 500
203401000 | AMANA | ACES960804CN | 80000 | 96.1% | Yes | 100 | 200 | 200 | 400 | 200 | 400 | 250 | 500
7368872 | AMANA | AMVC960803BN | 80000 | 96.1% | Yes | 100 | 200 | 200 | 400 | 200 | 400 | 250 | 500
7368873 | AMANA | AMVC960804CN | 80000 | 96.1% | Yes | 100 | 200 | 200 | 400 | 200 | 400 | 250 | 500
7368878 | AMANA | ACVC960804CN | 80000 | 96.1% | Yes | 100 | 200 | 200 | 400 | 200 | 400 | 250 | 500
203503514 | AMANA | AMES960805CU | 80000 | 96.1% | Yes | 100 | 200 | 200 | 400 | 200 | 400 | 250 | 500
7423798 | AMANA | AMEC960803BN | 80000 | 96.1% | Yes | 100 | 200 | 200 | 400 | 200 | 400 | 250 | 500
10333729 | AMANA | ACEC960803BN | 80000 | 96.1% | Yes | 100 | 200 | 200 | 400 | 200 | 400 | 250 | 500
7424285 | AMANA | AMVM971005CN | 100000 | 97% | Yes | 100 | 200 | 200 | 400 | 200 | 400 | 250 | 500
7424290 | AMANA | ACVM971005CN | 100000 | 97% | Yes | 100 | 200 | 200 | 400 | 200 | 400 | 250 | 500
9101249 | AMANA | AMEC961005CN | 100000 | 96.1% | Yes | 100 | 200 | 200 | 400 | 200 | 400 | 250 | 500
203400996 | AMANA | AMES961005CN | 100000 | 96.1% | Yes | 100 | 200 | 200 | 400 | 200 | 400 | 250 | 500
7368874 | AMANA | AMVC961005CN | 100000 | 96.1% | Yes | 100 | 200 | 200 | 400 | 200 | 400 | 250 | 500
7368879 | AMANA | ACVC961005CN | 100000 | 96.1% | Yes | 100 | 200 | 200 | 400 | 200 | 400 | 250 | 500
7423799 | AMANA | AMEC961004CN | 100000 | 96.1% | Yes | 100 | 200 | 200 | 400 | 200 | 400 | 250 | 500
10298444 | AMANA | AMVC961005DN | 100000 | 96.1% | Yes | 100 | 200 | 200 | 400 | 200 | 400 | 250 | 500
10333730 | AMANA | ACEC961005CN | 100000 | 96.1% | Yes | 100 | 200 | 200 | 400 | 200 | 400 | 250 | 500
7424286 | AMANA | AMVM971205DN | 120000 | 97% | Yes | 100 | 200 | 200 | 400 | 200 | 400 | 250 | 500
203400997 | AMANA | AMES961205DN | 120000 | 96.1% | Yes | 100 | 200 | 200 | 400 | 200 | 400 | 250 | 500
7368875 | AMANA | AMVC961205DN | 120000 | 96.1% | Yes | 100 | 200 | 200 | 400 | 200 | 400 | 250 | 500
7368880 | AMANA | ACVC961205DN | 120000 | 96.1% | Yes | 100 | 200 | 200 | 400 | 200 | 400 | 250 | 500
7423800 | AMANA | AMEC961205DN | 120000 | 96.1% | Yes | 100 | 200 | 200 | 400 | 200 | 400 | 250 | 500
207647916 | AMANA | AM9S960403BU | 40000 | 96.1% | Yes | 100 | 200 | 200 | 400 | 200 | 400 | 250 | 500
207647917 | AMANA | AM9S960603BU | 60000 | 96.1% | Yes | 100 | 200 | 200 | 400 | 200 | 400 | 250 | 500
207647918 | AMANA | AM9S960805CU | 80000 | 96.1% | Yes | 100 | 200 | 200 | 400 | 200 | 400 | 250 | 500
207349265 | AMANA | AC9S960403BN | 40000 | 96.1% | Yes | 100 | 200 | 200 | 400 | 200 | 400 | 250 | 500
207349266 | AMANA | AC9S960603BN | 60000 | 96.1% | Yes | 100 | 200 | 200 | 400 | 200 | 400 | 250 | 500
207349267 | AMANA | AC9S960804CN | 80000 | 96.1% | Yes | 100 | 200 | 200 | 400 | 200 | 400 | 250 | 500
207349268 | AMANA | AM9S920403AN | 40000 | 92.1% | Yes | 100 | 200 | 100 | 200 | 200 | 400 | 250 | 500
207349269 | AMANA | AM9S920603BN | 60000 | 92.1% | Yes | 100 | 200 | 100 | 200 | 200 | 400 | 250 | 500
207349270 | AMANA | AM9S920803BN | 80000 | 92.1% | Yes | 100 | 200 | 100 | 200 | 200 | 400 | 250 | 500
207349271 | AMANA | AM9S920804CN | 80000 | 92.1% | Yes | 100 | 200 | 100 | 200 | 200 | 400 | 250 | 500
207349272 | AMANA | AM9S920805CN | 80000 | 92.1% | Yes | 100 | 200 | 100 | 200 | 200 | 400 | 250 | 500
207349273 | AMANA | AM9S921004CN | 100000 | 92.1% | Yes | 100 | 200 | 100 | 200 | 200 | 400 | 250 | 500
207349274 | AMANA | AM9S921005CN | 100000 | 92.1% | Yes | 100 | 200 | 100 | 200 | 200 | 400 | 250 | 500
207349275 | AMANA | AM9S921205DN | 120000 | 92.1% | Yes | 100 | 200 | 100 | 200 | 200 | 400 | 250 | 500
207349300 | AMANA | AC9C960403BN | 40000 | 96.1% | Yes | 100 | 200 | 200 | 400 | 200 | 400 | 250 | 500
207349301 | AMANA | AC9C960603BN | 60000 | 96.1% | Yes | 100 | 200 | 200 | 400 | 200 | 400 | 250 | 500
207349302 | AMANA | AC9C960803BN | 80000 | 96.1% | Yes | 100 | 200 | 200 | 400 | 200 | 400 | 250 | 500
207349303 | AMANA | AC9C961005CN | 100000 | 96.1% | Yes | 100 | 200 | 200 | 400 | 200 | 400 | 250 | 500
207349304 | AMANA | AM9C960303AN | 30000 | 96.1% | Yes | 100 | 200 | 200 | 400 | 200 | 400 | 250 | 500
207349305 | AMANA | AM9C960403AN | 40000 | 96.1% | Yes | 100 | 200 | 200 | 400 | 200 | 400 | 250 | 500
207349306 | AMANA | AM9C960603AN | 60000 | 96.1% | Yes | 100 | 200 | 200 | 400 | 200 | 400 | 250 | 500
207349307 | AMANA | AM9C960603BN | 60000 | 96.1% | Yes | 100 | 200 | 200 | 400 | 200 | 400 | 250 | 500
207349308 | AMANA | AM9C960803BN | 80000 | 96.1% | Yes | 100 | 200 | 200 | 400 | 200 | 400 | 250 | 500
207349309 | AMANA | AM9C960804CN | 80000 | 96.1% | Yes | 100 | 200 | 200 | 400 | 200 | 400 | 250 | 500
207349310 | AMANA | AM9C961004CN | 100000 | 96.1% | Yes | 100 | 200 | 200 | 400 | 200 | 400 | 250 | 500
207349311 | AMANA | AM9C961005CN | 100000 | 96.1% | Yes | 100 | 200 | 200 | 400 | 200 | 400 | 250 | 500
207349312 | AMANA | AM9C961205DN | 120000 | 96.1% | Yes | 100 | 200 | 200 | 400 | 200 | 400 | 250 | 500
207349326 | AMANA | AC9S961005CN | 100000 | 95% | Yes | 100 | 200 | 150 | 300 | 200 | 400 | 250 | 500
207349327 | AMANA | AC9S961205DN | 120000 | 96.1% | Yes | 100 | 200 | 200 | 400 | 200 | 400 | 250 | 500
207349328 | AMANA | AM9S960403AN | 40000 | 96.1% | Yes | 100 | 200 | 200 | 400 | 200 | 400 | 250 | 500
207349329 | AMANA | AM9S960603BN | 60000 | 96.1% | Yes | 100 | 200 | 200 | 400 | 200 | 400 | 250 | 500
207349330 | AMANA | AM9S960803BN | 80000 | 96.1% | Yes | 100 | 200 | 200 | 400 | 200 | 400 | 250 | 500
207349331 | AMANA | AM9S960804CN | 80000 | 96.1% | Yes | 100 | 200 | 200 | 400 | 200 | 400 | 250 | 500
207349332 | AMANA | AM9S960805CN | 80000 | 96.1% | Yes | 100 | 200 | 200 | 400 | 200 | 400 | 250 | 500
207349333 | AMANA | AM9S961005CN | 100000 | 96.1% | Yes | 100 | 200 | 200 | 400 | 200 | 400 | 250 | 500
207349334 | AMANA | AM9S961205DN | 120000 | 96.1% | Yes | 100 | 200 | 200 | 400 | 200 | 400 | 250 | 500
205747337 | AMANA | AMVS960603BU | 60000 | 96.1% | Yes | 100 | 200 | 200 | 400 | 200 | 400 | 250 | 500
205747338 | AMANA | AMVS960805CU | 80000 | 96.1% | Yes | 100 | 200 | 200 | 400 | 200 | 400 | 250 | 500
203908966 | AMERICAN STANDARD | S9B1B040U3PS*** | 40000 | 92.1% | Yes | 100 | 200 | 100 | 200 | 200 | 400 | 250 | 500
203908972 | AMERICAN STANDARD | S9B1B040D3PS*** | 40000 | 92.1% | Yes | 100 | 200 | 100 | 200 | 200 | 400 | 250 | 500
203908968 | AMERICAN STANDARD | S9B1B080U4PS*** | 80000 | 92.1% | Yes | 100 | 200 | 100 | 200 | 200 | 400 | 250 | 500
203908969 | AMERICAN STANDARD | S9B1C080U5PS*** | 80000 | 92.1% | Yes | 100 | 200 | 100 | 200 | 200 | 400 | 250 | 500
203908975 | AMERICAN STANDARD | S9B1B080D4PS*** | 80000 | 92.1% | Yes | 100 | 200 | 100 | 200 | 200 | 400 | 250 | 500
203908967 | AMERICAN STANDARD | S9B1B060U4PS*** | 60000 | 92.1% | Yes | 100 | 200 | 100 | 200 | 200 | 400 | 250 | 500
203908973 | AMERICAN STANDARD | S9B1B060D3PS*** | 60000 | 92.1% | Yes | 100 | 200 | 100 | 200 | 200 | 400 | 250 | 500
203908977 | AMERICAN STANDARD | S9B1D120D5PS*** | 120000 | 92.1% | Yes | 100 | 200 | 100 | 200 | 200 | 400 | 250 | 500
203908970 | AMERICAN STANDARD | S9B1C100U5PS*** | 100000 | 92.1% | Yes | 100 | 200 | 100 | 200 | 200 | 400 | 250 | 500
203908976 | AMERICAN STANDARD | S9B1C100D5PS*** | 100000 | 92.1% | Yes | 100 | 200 | 100 | 200 | 200 | 400 | 250 | 500
203908971 | AMERICAN STANDARD | S9B1D120U5PS*** | 120000 | 92.1% | Yes | 100 | 200 | 100 | 200 | 200 | 400 | 250 | 500
5722429 | AMERICAN STANDARD | ADHMB060BCV3VB* | 60000 | 95% | Yes | 100 | 200 | 150 | 300 | 200 | 400 | 250 | 500
203909127 | AMERICAN STANDARD | S9X2B060D3PSB** | 60000 | 95% | Yes | 100 | 200 | 150 | 300 | 200 | 400 | 250 | 500
203862617 | AMERICAN STANDARD | S9X1B080D4PSB** | 80000 | 95% | Yes | 100 | 200 | 150 | 300 | 200 | 400 | 250 | 500
203909123 | AMERICAN STANDARD | S9X2C080U5PSB** | 80000 | 95% | Yes | 100 | 200 | 150 | 300 | 200 | 400 | 250 | 500
203862613 | AMERICAN STANDARD | S9X1C100U5PSB** | 100000 | 95% | Yes | 100 | 200 | 150 | 300 | 200 | 400 | 250 | 500
203909129 | AMERICAN STANDARD | S9X2C100D5PSB** | 100000 | 95% | Yes | 100 | 200 | 150 | 300 | 200 | 400 | 250 | 500
9962863 | AMERICAN STANDARD | AUHMC100ACV4V**-H | 100000 | 95.2% | Yes | 100 | 200 | 150 | 300 | 200 | 400 | 250 | 500
203862614 | AMERICAN STANDARD | S9X1D120U5PSB** | 120000 | 95% | Yes | 100 | 200 | 150 | 300 | 200 | 400 | 250 | 500
203862619 | AMERICAN STANDARD | S9X1D120D5PSB** | 120000 | 95% | Yes | 100 | 200 | 150 | 300 | 200 | 400 | 250 | 500
5722432 | AMERICAN STANDARD | ADHMD120BCV5VB* | 120000 | 95% | Yes | 100 | 200 | 150 | 300 | 200 | 400 | 250 | 500
9962861 | AMERICAN STANDARD | AUHMB060ACV3V**-H | 60000 | 96.5% | Yes | 100 | 200 | 200 | 400 | 200 | 400 | 250 | 500
10591644 | AMERICAN STANDARD | S9V2B060U3VS*** | 60000 | 97% | Yes | 100 | 200 | 200 | 400 | 200 | 400 | 250 | 500
9962868 | AMERICAN STANDARD | AUHMB060ACV3V** | 60000 | 97.3% | Yes | 100 | 200 | 200 | 400 | 200 | 400 | 250 | 500
203862610 | AMERICAN STANDARD | S9X1B060U4PSB** | 60000 | 96% | Yes | 100 | 200 | 200 | 400 | 200 | 400 | 250 | 500
203862616 | AMERICAN STANDARD | S9X1B060D3PSB** | 60000 | 96% | Yes | 100 | 200 | 200 | 400 | 200 | 400 | 250 | 500
203909121 | AMERICAN STANDARD | S9X2B060U4PSB** | 60000 | 96% | Yes | 100 | 200 | 200 | 400 | 200 | 400 | 250 | 500
10509493 | AMERICAN STANDARD | S9V2B060D3PS*** | 60000 | 96% | Yes | 100 | 200 | 200 | 400 | 200 | 400 | 250 | 500
10509494 | AMERICAN STANDARD | S9V2B060U3PS*** | 60000 | 96% | Yes | 100 | 200 | 200 | 400 | 200 | 400 | 250 | 500
10509495 | AMERICAN STANDARD | S9V2B060U4PS*** | 60000 | 96% | Yes | 100 | 200 | 200 | 400 | 200 | 400 | 250 | 500
10591643 | AMERICAN STANDARD | S9V2B040U3VS*** | 40000 | 97% | Yes | 100 | 200 | 200 | 400 | 200 | 400 | 250 | 500
203862608 | AMERICAN STANDARD | S9X1B040U3PSB** | 40000 | 96% | Yes | 100 | 200 | 200 | 400 | 200 | 400 | 250 | 500
203862615 | AMERICAN STANDARD | S9X1B040D3PSB** | 40000 | 96% | Yes | 100 | 200 | 200 | 400 | 200 | 400 | 250 | 500
203909120 | AMERICAN STANDARD | S9X2B040U3PSB** | 40000 | 96% | Yes | 100 | 200 | 200 | 400 | 200 | 400 | 250 | 500
203909126 | AMERICAN STANDARD | S9X2B040D3PSB** | 40000 | 96% | Yes | 100 | 200 | 200 | 400 | 200 | 400 | 250 | 500
10509491 | AMERICAN STANDARD | S9V2B040D3PS*** | 40000 | 96% | Yes | 100 | 200 | 200 | 400 | 200 | 400 | 250 | 500
10509492 | AMERICAN STANDARD | S9V2B040U3PS*** | 40000 | 96% | Yes | 100 | 200 | 200 | 400 | 200 | 400 | 250 | 500
9962867 | AMERICAN STANDARD | AUHMB080ACV3V** | 80000 | 97% | Yes | 100 | 200 | 200 | 400 | 200 | 400 | 250 | 500
203965283 | AMERICAN STANDARD | S9V2B080U4VS*** | 80000 | 97% | Yes | 100 | 200 | 200 | 400 | 200 | 400 | 250 | 500
203965284 | AMERICAN STANDARD | S9V2B080D4VS*** | 80000 | 97% | Yes | 100 | 200 | 200 | 400 | 200 | 400 | 250 | 500
5722430 | AMERICAN STANDARD | ADHMB080ACV3VB* | 80000 | 96% | Yes | 100 | 200 | 200 | 400 | 200 | 400 | 250 | 500
203862611 | AMERICAN STANDARD | S9X1B080U4PSB** | 80000 | 96% | Yes | 100 | 200 | 200 | 400 | 200 | 400 | 250 | 500
203862612 | AMERICAN STANDARD | S9X1C080U5PSB** | 80000 | 96% | Yes | 100 | 200 | 200 | 400 | 200 | 400 | 250 | 500
203909122 | AMERICAN STANDARD | S9X2B080U4PSB** | 80000 | 96% | Yes | 100 | 200 | 200 | 400 | 200 | 400 | 250 | 500
203909128 | AMERICAN STANDARD | S9X2B080D4PSB** | 80000 | 96% | Yes | 100 | 200 | 200 | 400 | 200 | 400 | 250 | 500
10509497 | AMERICAN STANDARD | S9V2B080D4PS*** | 80000 | 96% | Yes | 100 | 200 | 200 | 400 | 200 | 400 | 250 | 500
10509499 | AMERICAN STANDARD | S9V2B080U4PS*** | 80000 | 96% | Yes | 100 | 200 | 200 | 400 | 200 | 400 | 250 | 500
10509500 | AMERICAN STANDARD | S9V2C080U5PS*** | 80000 | 96% | Yes | 100 | 200 | 200 | 400 | 200 | 400 | 250 | 500
9962862 | AMERICAN STANDARD | AUHMB080ACV3V**-H | 80000 | 96.2% | Yes | 100 | 200 | 200 | 400 | 200 | 400 | 250 | 500
10591647 | AMERICAN STANDARD | S9V2C100D4VS*** | 100000 | 97% | Yes | 100 | 200 | 200 | 400 | 200 | 400 | 250 | 500
10591648 | AMERICAN STANDARD | S9V2C100U4VS*** | 100000 | 97% | Yes | 100 | 200 | 200 | 400 | 200 | 400 | 250 | 500
5722431 | AMERICAN STANDARD | ADHMC100ACV4VB* | 100000 | 96% | Yes | 100 | 200 | 200 | 400 | 200 | 400 | 250 | 500
203862618 | AMERICAN STANDARD | S9X1C100D5PSB** | 100000 | 96% | Yes | 100 | 200 | 200 | 400 | 200 | 400 | 250 | 500
9962866 | AMERICAN STANDARD | AUHMC100ACV4V** | 100000 | 96% | Yes | 100 | 200 | 200 | 400 | 200 | 400 | 250 | 500
203909124 | AMERICAN STANDARD | S9X2C100U5PSB** | 100000 | 96% | Yes | 100 | 200 | 200 | 400 | 200 | 400 | 250 | 500
10509501 | AMERICAN STANDARD | S9V2C100D4PS*** | 100000 | 96% | Yes | 100 | 200 | 200 | 400 | 200 | 400 | 250 | 500
10509502 | AMERICAN STANDARD | S9V2C100D5PS*** | 100000 | 96% | Yes | 100 | 200 | 200 | 400 | 200 | 400 | 250 | 500
10509503 | AMERICAN STANDARD | S9V2C100U4PS*** | 100000 | 96% | Yes | 100 | 200 | 200 | 400 | 200 | 400 | 250 | 500
10509504 | AMERICAN STANDARD | S9V2C100U5PS*** | 100000 | 96% | Yes | 100 | 200 | 200 | 400 | 200 | 400 | 250 | 500
9962865 | AMERICAN STANDARD | AUHMD120ACV5V** | 120000 | 97% | Yes | 100 | 200 | 200 | 400 | 200 | 400 | 250 | 500
10591649 | AMERICAN STANDARD | S9V2D120U5VS*** | 120000 | 97% | Yes | 100 | 200 | 200 | 400 | 200 | 400 | 250 | 500
203909125 | AMERICAN STANDARD | S9X2D120U5PSB** | 120000 | 96% | Yes | 100 | 200 | 200 | 400 | 200 | 400 | 250 | 500
203909130 | AMERICAN STANDARD | S9X2D120D5PSB** | 120000 | 96% | Yes | 100 | 200 | 200 | 400 | 200 | 400 | 250 | 500
10509505 | AMERICAN STANDARD | S9V2D120D5PS*** | 120000 | 96% | Yes | 100 | 200 | 200 | 400 | 200 | 400 | 250 | 500
10509506 | AMERICAN STANDARD | S9V2D120U5PS*** | 120000 | 96% | Yes | 100 | 200 | 200 | 400 | 200 | 400 | 250 | 500
9962864 | AMERICAN STANDARD | AUHMD120ACV5V**-H | 120000 | 96.2% | Yes | 100 | 200 | 200 | 400 | 200 | 400 | 250 | 500
213737863 | AMERICAN STANDARD | ADHMB060CCV3V** | 60000 | 95% | Yes | 100 | 200 | 150 | 300 | 200 | 400 | 250 | 500
213737864 | AMERICAN STANDARD | ADHMB080CCV3V** | 80000 | 96% | Yes | 100 | 200 | 200 | 400 | 200 | 400 | 250 | 500
213737865 | AMERICAN STANDARD | ADHMC100CCV4V** | 100000 | 96% | Yes | 100 | 200 | 200 | 400 | 200 | 400 | 250 | 500
213737866 | AMERICAN STANDARD | ADHMD120CCV5V** | 120000 | 95% | Yes | 100 | 200 | 150 | 300 | 200 | 400 | 250 | 500
213737867 | AMERICAN STANDARD | AUHMB060CCV3V** | 60000 | 97.3% | Yes | 100 | 200 | 200 | 400 | 200 | 400 | 250 | 500
213737868 | AMERICAN STANDARD | AUHMB060CCV3V**-H | 60000 | 96.5% | Yes | 100 | 200 | 200 | 400 | 200 | 400 | 250 | 500
213737869 | AMERICAN STANDARD | AUHMB080CCV3V** | 80000 | 97% | Yes | 100 | 200 | 200 | 400 | 200 | 400 | 250 | 500
213737870 | AMERICAN STANDARD | AUHMB080CCV3V**-H | 80000 | 96.2% | Yes | 100 | 200 | 200 | 400 | 200 | 400 | 250 | 500
213737871 | AMERICAN STANDARD | AUHMC100CCV4V** | 100000 | 96% | Yes | 100 | 200 | 200 | 400 | 200 | 400 | 250 | 500
213737872 | AMERICAN STANDARD | AUHMC100CCV4V**-H | 100000 | 95.2% | Yes | 100 | 200 | 150 | 300 | 200 | 400 | 250 | 500
213737873 | AMERICAN STANDARD | AUHMD120CCV5V** | 120000 | 97% | Yes | 100 | 200 | 200 | 400 | 200 | 400 | 250 | 500
213737874 | AMERICAN STANDARD | AUHMD120CCV5V**-H | 120000 | 96.2% | Yes | 100 | 200 | 200 | 400 | 200 | 400 | 250 | 500
206711231 | AMERICAN STANDARD | L9X1A050U3VSAAA | 50000 | 95% | Yes | 100 | 200 | 150 | 300 | 200 | 400 | 250 | 500
206711232 | AMERICAN STANDARD | L9X1C100U5VSAAA | 100000 | 95% | Yes | 100 | 200 | 150 | 300 | 200 | 400 | 250 | 500
207769498 | AMERICAN STANDARD | L9X1A050U3VSABA | 50000 | 95% | Yes | 100 | 200 | 150 | 300 | 200 | 400 | 250 | 500
207769499 | AMERICAN STANDARD | L9X1C100U5VSABA | 100000 | 95% | Yes | 100 | 200 | 150 | 300 | 200 | 400 | 250 | 500
213684745 | AMERICAN STANDARD | S9V2B060D3VS*** | 60000 | 97% | Yes | 100 | 200 | 200 | 400 | 200 | 400 | 250 | 500
207175365 | AMERICAN STANDARD | L9X1B070U4VSA*A | 70000 | 95% | Yes | 100 | 200 | 150 | 300 | 200 | 400 | 250 | 500
203926730 | AMERISTAR | A951X080BD4S*** | 80000 | 95% | Yes | 100 | 200 | 150 | 300 | 200 | 400 | 250 | 500
203926726 | AMERISTAR | A951X100CU5S*** | 100000 | 95% | Yes | 100 | 200 | 150 | 300 | 200 | 400 | 250 | 500
203926727 | AMERISTAR | A951X120DU5S*** | 120000 | 95% | Yes | 100 | 200 | 150 | 300 | 200 | 400 | 250 | 500
203926732 | AMERISTAR | A951X120DD5S*** | 120000 | 95% | Yes | 100 | 200 | 150 | 300 | 200 | 400 | 250 | 500
203400922 | AMERISTAR | A952V060BU3S*** | 60000 | 96% | Yes | 100 | 200 | 200 | 400 | 200 | 400 | 250 | 500
203400923 | AMERISTAR | A952V060BU4S*** | 60000 | 96% | Yes | 100 | 200 | 200 | 400 | 200 | 400 | 250 | 500
203400930 | AMERISTAR | A952V060BD3S*** | 60000 | 96% | Yes | 100 | 200 | 200 | 400 | 200 | 400 | 250 | 500
203926723 | AMERISTAR | A951X060BU4S*** | 60000 | 96% | Yes | 100 | 200 | 200 | 400 | 200 | 400 | 250 | 500
203926729 | AMERISTAR | A951X060BD3S*** | 60000 | 96% | Yes | 100 | 200 | 200 | 400 | 200 | 400 | 250 | 500
203400921 | AMERISTAR | A952V040BU3S*** | 40000 | 96% | Yes | 100 | 200 | 200 | 400 | 200 | 400 | 250 | 500
203400929 | AMERISTAR | A952V040BD3S*** | 40000 | 96% | Yes | 100 | 200 | 200 | 400 | 200 | 400 | 250 | 500
203926722 | AMERISTAR | A951X040BU3S*** | 40000 | 96% | Yes | 100 | 200 | 200 | 400 | 200 | 400 | 250 | 500
203926728 | AMERISTAR | A951X040BD3S*** | 40000 | 96% | Yes | 100 | 200 | 200 | 400 | 200 | 400 | 250 | 500
203400924 | AMERISTAR | A952V080BU4S*** | 80000 | 96% | Yes | 100 | 200 | 200 | 400 | 200 | 400 | 250 | 500
203400925 | AMERISTAR | A952V080CU5S*** | 80000 | 96% | Yes | 100 | 200 | 200 | 400 | 200 | 400 | 250 | 500
203400931 | AMERISTAR | A952V080BD4S*** | 80000 | 96% | Yes | 100 | 200 | 200 | 400 | 200 | 400 | 250 | 500
203926724 | AMERISTAR | A951X080BU4S*** | 80000 | 96% | Yes | 100 | 200 | 200 | 400 | 200 | 400 | 250 | 500
203926725 | AMERISTAR | A951X080CU5S*** | 80000 | 96% | Yes | 100 | 200 | 200 | 400 | 200 | 400 | 250 | 500
203400933 | AMERISTAR | A952V100CD5S*** | 100000 | 96% | Yes | 100 | 200 | 200 | 400 | 200 | 400 | 250 | 500
203400926 | AMERISTAR | A952V100CU4S*** | 100000 | 96% | Yes | 100 | 200 | 200 | 400 | 200 | 400 | 250 | 500
203400927 | AMERISTAR | A952V100CU5S*** | 100000 | 96% | Yes | 100 | 200 | 200 | 400 | 200 | 400 | 250 | 500
203400932 | AMERISTAR | A952V100CD4S*** | 100000 | 96% | Yes | 100 | 200 | 200 | 400 | 200 | 400 | 250 | 500
203926731 | AMERISTAR | A951X100CD5S*** | 100000 | 96% | Yes | 100 | 200 | 200 | 400 | 200 | 400 | 250 | 500
203400934 | AMERISTAR | A952V120DD5S*** | 120000 | 96% | Yes | 100 | 200 | 200 | 400 | 200 | 400 | 250 | 500
203400928 | AMERISTAR | A952V120DU5S*** | 120000 | 96% | Yes | 100 | 200 | 200 | 400 | 200 | 400 | 250 | 500
201712089 | ARCOAIRE | N9MSE0261408A*D | 26000 | 95% | No | 100 | 200 | 0 | 0 | 100 | 200 | 250 | 500
201710566 | ARCOAIRE | N9MSE0261408A | 26000 | 96% | No | 100 | 200 | 0 | 0 | 100 | 200 | 250 | 500
201712852 | ARCOAIRE | N9MSB0601716C** | 60000 | 92.1% | No | 100 | 200 | 0 | 0 | 100 | 200 | 250 | 500
201707498 | ARCOAIRE | N9MSB0401410C | 40000 | 92.1% | No | 100 | 200 | 0 | 0 | 100 | 200 | 250 | 500
201712842 | ARCOAIRE | N9MSB0601412C** | 60000 | 92.1% | No | 100 | 200 | 0 | 0 | 100 | 200 | 250 | 500
201707548 | ARCOAIRE | N9MSB0802120C | 80000 | 92.1% | No | 100 | 200 | 0 | 0 | 100 | 200 | 250 | 500
201712812 | ARCOAIRE | N9MSB0801716B** | 80000 | 92.1% | No | 100 | 200 | 0 | 0 | 100 | 200 | 250 | 500
201712862 | ARCOAIRE | N9MSB0802120C** | 80000 | 92.1% | No | 100 | 200 | 0 | 0 | 100 | 200 | 250 | 500
201706015 | ARCOAIRE | N9MSB0801716B | 80000 | 92.1% | No | 100 | 200 | 0 | 0 | 100 | 200 | 250 | 500
201707518 | ARCOAIRE | N9MSB0601412C | 60000 | 92.1% | No | 100 | 200 | 0 | 0 | 100 | 200 | 250 | 500
201707528 | ARCOAIRE | N9MSB0601716C | 60000 | 92.1% | No | 100 | 200 | 0 | 0 | 100 | 200 | 250 | 500
201702470 | ARCOAIRE | N9MSE1402420A | 140000 | 96% | No | 100 | 200 | 0 | 0 | 100 | 200 | 250 | 500
201707508 | ARCOAIRE | N9MSB0401712C | 40000 | 92.1% | No | 100 | 200 | 0 | 0 | 100 | 200 | 250 | 500
201712822 | ARCOAIRE | N9MSB0401410C** | 40000 | 92.1% | No | 100 | 200 | 0 | 0 | 100 | 200 | 250 | 500
201712832 | ARCOAIRE | N9MSB0401712C** | 40000 | 92.1% | No | 100 | 200 | 0 | 0 | 100 | 200 | 250 | 500
201712872 | ARCOAIRE | N9MSB1002116C** | 100000 | 92.1% | No | 100 | 200 | 0 | 0 | 100 | 200 | 250 | 500
201712882 | ARCOAIRE | N9MSB1002120C** | 100000 | 92.1% | No | 100 | 200 | 0 | 0 | 100 | 200 | 250 | 500
201712892 | ARCOAIRE | N9MSB1202420C** | 120000 | 92.1% | No | 100 | 200 | 0 | 0 | 100 | 200 | 250 | 500
201712602 | ARCOAIRE | N9MSE0801716A**D | 80000 | 95% | No | 100 | 200 | 0 | 0 | 100 | 200 | 250 | 500
201712612 | ARCOAIRE | N9MSE0802120A**D | 80000 | 95% | No | 100 | 200 | 0 | 0 | 100 | 200 | 250 | 500
201712139 | ARCOAIRE | N9MSE0801716A*D | 80000 | 95% | No | 100 | 200 | 0 | 0 | 100 | 200 | 250 | 500
201712149 | ARCOAIRE | N9MSE0802120A*D | 80000 | 95% | No | 100 | 200 | 0 | 0 | 100 | 200 | 250 | 500
201702390 | ARCOAIRE | N9MSE0401410A | 40000 | 96% | No | 100 | 200 | 0 | 0 | 100 | 200 | 250 | 500
201712483 | ARCOAIRE | N9MSE0401410A** | 40000 | 96% | No | 100 | 200 | 0 | 0 | 100 | 200 | 250 | 500
201706185 | ARCOAIRE | N9MSE0401712A | 40000 | 96% | No | 100 | 200 | 0 | 0 | 100 | 200 | 250 | 500
201712552 | ARCOAIRE | N9MSE0401712A** | 40000 | 96% | No | 100 | 200 | 0 | 0 | 100 | 200 | 250 | 500
201702420 | ARCOAIRE | N9MSE0801716A | 80000 | 96% | No | 100 | 200 | 0 | 0 | 100 | 200 | 250 | 500
201702430 | ARCOAIRE | N9MSE0802120A | 80000 | 96% | No | 100 | 200 | 0 | 0 | 100 | 200 | 250 | 500
201712513 | ARCOAIRE | N9MSE0801716A** | 80000 | 96% | No | 100 | 200 | 0 | 0 | 100 | 200 | 250 | 500
201706558 | ARCOAIRE | N9MSE0802120A* | 80000 | 96% | No | 100 | 200 | 0 | 0 | 100 | 200 | 250 | 500
201712099 | ARCOAIRE | N9MSE0401410A*D | 40000 | 95% | No | 100 | 200 | 0 | 0 | 100 | 200 | 250 | 500
201712109 | ARCOAIRE | N9MSE0401712A*D | 40000 | 95% | No | 100 | 200 | 0 | 0 | 100 | 200 | 250 | 500
201712562 | ARCOAIRE | N9MSE0401410A**D | 40000 | 95% | No | 100 | 200 | 0 | 0 | 100 | 200 | 250 | 500
201712572 | ARCOAIRE | N9MSE0401712A**D | 40000 | 95% | No | 100 | 200 | 0 | 0 | 100 | 200 | 250 | 500
201707558 | ARCOAIRE | N9MSB1002116C | 100000 | 92.1% | No | 100 | 200 | 0 | 0 | 100 | 200 | 250 | 500
201707568 | ARCOAIRE | N9MSB1002120C | 100000 | 92.1% | No | 100 | 200 | 0 | 0 | 100 | 200 | 250 | 500
201712159 | ARCOAIRE | N9MSE1002114A*D | 100000 | 95% | No | 100 | 200 | 0 | 0 | 100 | 200 | 250 | 500
201712169 | ARCOAIRE | N9MSE1002120A*D | 100000 | 95% | No | 100 | 200 | 0 | 0 | 100 | 200 | 250 | 500
201712622 | ARCOAIRE | N9MSE1002114A**D | 100000 | 95% | No | 100 | 200 | 0 | 0 | 100 | 200 | 250 | 500
201712632 | ARCOAIRE | N9MSE1002120A**D | 100000 | 95% | No | 100 | 200 | 0 | 0 | 100 | 200 | 250 | 500
201702440 | ARCOAIRE | N9MSE1002114A | 100000 | 96% | No | 100 | 200 | 0 | 0 | 100 | 200 | 250 | 500
201702450 | ARCOAIRE | N9MSE1002120A | 100000 | 96% | No | 100 | 200 | 0 | 0 | 100 | 200 | 250 | 500
201712522 | ARCOAIRE | N9MSE1002114A** | 100000 | 96% | No | 100 | 200 | 0 | 0 | 100 | 200 | 250 | 500
201712532 | ARCOAIRE | N9MSE1002120A** | 100000 | 96% | No | 100 | 200 | 0 | 0 | 100 | 200 | 250 | 500
201707578 | ARCOAIRE | N9MSB1202420C | 120000 | 92.1% | No | 100 | 200 | 0 | 0 | 100 | 200 | 250 | 500
201712179 | ARCOAIRE | N9MSE1202420A*D | 120000 | 95% | No | 100 | 200 | 0 | 0 | 100 | 200 | 250 | 500
201712642 | ARCOAIRE | N9MSE1202420A**D | 120000 | 95% | No | 100 | 200 | 0 | 0 | 100 | 200 | 250 | 500
201702460 | ARCOAIRE | N9MSE1202420A | 120000 | 96% | No | 100 | 200 | 0 | 0 | 100 | 200 | 250 | 500
201712542 | ARCOAIRE | N9MSE1202420A** | 120000 | 96% | No | 100 | 200 | 0 | 0 | 100 | 200 | 250 | 500
201712119 | ARCOAIRE | N9MSE0601410A*D | 60000 | 95% | No | 100 | 200 | 0 | 0 | 100 | 200 | 250 | 500
201712129 | ARCOAIRE | N9MSE0601714A*D | 60000 | 95% | No | 100 | 200 | 0 | 0 | 100 | 200 | 250 | 500
201712582 | ARCOAIRE | N9MSE0601410A**D | 60000 | 95% | No | 100 | 200 | 0 | 0 | 100 | 200 | 250 | 500
201712592 | ARCOAIRE | N9MSE0601714A**D | 60000 | 95% | No | 100 | 200 | 0 | 0 | 100 | 200 | 250 | 500
201702400 | ARCOAIRE | N9MSE0601410A | 60000 | 95.5% | No | 100 | 200 | 0 | 0 | 100 | 200 | 250 | 500
201712492 | ARCOAIRE | N9MSE0601410A** | 60000 | 95.5% | No | 100 | 200 | 0 | 0 | 100 | 200 | 250 | 500
201702410 | ARCOAIRE | N9MSE0601714A | 60000 | 96% | No | 100 | 200 | 0 | 0 | 100 | 200 | 250 | 500
201712502 | ARCOAIRE | N9MSE0601714A** | 60000 | 96% | No | 100 | 200 | 0 | 0 | 100 | 200 | 250 | 500
201712189 | ARCOAIRE | N9MSE1402420A*D | 140000 | 94.4% | No | 100 | 200 | 0 | 0 | 100 | 200 | 250 | 500
203359629 | ARCOAIRE | N92ESN0401410A | 40000 | 92.1% | Yes | 100 | 200 | 100 | 200 | 200 | 400 | 250 | 500
203359808 | ARCOAIRE | N92ESN0802120A | 80000 | 92.1% | Yes | 100 | 200 | 100 | 200 | 200 | 400 | 250 | 500
203359822 | ARCOAIRE | N92ESN0802120A* | 80000 | 92.1% | Yes | 100 | 200 | 100 | 200 | 200 | 400 | 250 | 500
203359775 | ARCOAIRE | N92ESN0801716A | 80000 | 92.1% | Yes | 100 | 200 | 100 | 200 | 200 | 400 | 250 | 500
203359793 | ARCOAIRE | N92ESN0801716A* | 80000 | 92.1% | Yes | 100 | 200 | 100 | 200 | 200 | 400 | 250 | 500
203359664 | ARCOAIRE | N92ESN0401712A | 40000 | 92.1% | Yes | 100 | 200 | 100 | 200 | 200 | 400 | 250 | 500
203359701 | ARCOAIRE | N92ESN0601412A | 60000 | 92.1% | Yes | 100 | 200 | 100 | 200 | 200 | 400 | 250 | 500
203359719 | ARCOAIRE | N92ESN0601412A* | 60000 | 92.1% | Yes | 100 | 200 | 100 | 200 | 200 | 400 | 250 | 500
203359738 | ARCOAIRE | N92ESN0601714A | 60000 | 92.1% | Yes | 100 | 200 | 100 | 200 | 200 | 400 | 250 | 500
203359756 | ARCOAIRE | N92ESN0601714A* | 60000 | 92.1% | Yes | 100 | 200 | 100 | 200 | 200 | 400 | 250 | 500
203359872 | ARCOAIRE | N92ESN1202420A | 120000 | 92.1% | Yes | 100 | 200 | 100 | 200 | 200 | 400 | 250 | 500
203359647 | ARCOAIRE | N92ESN0401410A* | 40000 | 92.1% | Yes | 100 | 200 | 100 | 200 | 200 | 400 | 250 | 500
203359683 | ARCOAIRE | N92ESN0401712A* | 40000 | 92.1% | Yes | 100 | 200 | 100 | 200 | 200 | 400 | 250 | 500
203359840 | ARCOAIRE | N92ESN1002120A | 100000 | 92.1% | Yes | 100 | 200 | 100 | 200 | 200 | 400 | 250 | 500
203359854 | ARCOAIRE | N92ESN1002120A* | 100000 | 92.1% | Yes | 100 | 200 | 100 | 200 | 200 | 400 | 250 | 500
205001042 | ARCOAIRE | N92ESN1002122A | 100000 | 92.1% | Yes | 100 | 200 | 100 | 200 | 200 | 400 | 250 | 500
205001051 | ARCOAIRE | N92ESN1002122A* | 100000 | 92.1% | Yes | 100 | 200 | 100 | 200 | 200 | 400 | 250 | 500
203359890 | ARCOAIRE | N92ESN1202420A* | 120000 | 92.1% | Yes | 100 | 200 | 100 | 200 | 200 | 400 | 250 | 500
201712046 | ARCOAIRE | F9MXE0261410A*D | 26000 | 95% | Yes | 100 | 200 | 150 | 300 | 200 | 400 | 250 | 500
203360322 | ARCOAIRE | N95ESN0261410A*D | 26000 | 95% | Yes | 100 | 200 | 150 | 300 | 200 | 400 | 250 | 500
203359179 | ARCOAIRE | F96VTN0401712A*D | 40000 | 95% | Yes | 100 | 200 | 150 | 300 | 200 | 400 | 250 | 500
203360642 | ARCOAIRE | N95ESN0401712A**D | 40000 | 95% | Yes | 100 | 200 | 150 | 300 | 200 | 400 | 250 | 500
203924747 | ARCOAIRE | N95ESN0401410A**D | 40000 | 95% | Yes | 100 | 200 | 150 | 300 | 200 | 400 | 250 | 500
203924748 | ARCOAIRE | N95ESN0401410A*D | 40000 | 95% | Yes | 100 | 200 | 150 | 300 | 200 | 400 | 250 | 500
203924823 | ARCOAIRE | F96VTN0401410A*D | 40000 | 95% | Yes | 100 | 200 | 150 | 300 | 200 | 400 | 250 | 500
201712675 | ARCOAIRE | F9MXE0401410A**D | 40000 | 95% | Yes | 100 | 200 | 150 | 300 | 200 | 400 | 250 | 500
203360320 | ARCOAIRE | N95ESN1402422A | 140000 | 95% | Yes | 100 | 200 | 150 | 300 | 200 | 400 | 250 | 500
203924822 | ARCOAIRE | F96VTN0601412A | 60000 | 95% | Yes | 100 | 200 | 150 | 300 | 200 | 400 | 250 | 500
203924824 | ARCOAIRE | F96VTN0601412A*D | 60000 | 95% | Yes | 100 | 200 | 150 | 300 | 200 | 400 | 250 | 500
203359318 | ARCOAIRE | F96CTN0601714A*D | 60000 | 95% | Yes | 100 | 200 | 150 | 300 | 200 | 400 | 250 | 500
201712681 | ARCOAIRE | F9MXE0601412A**D | 60000 | 95% | Yes | 100 | 200 | 150 | 300 | 200 | 400 | 250 | 500
201712684 | ARCOAIRE | F9MXE0601714A**D | 60000 | 95% | Yes | 100 | 200 | 150 | 300 | 200 | 400 | 250 | 500
201712007 | ARCOAIRE | F9MAE0601714A*D | 60000 | 95% | Yes | 100 | 200 | 150 | 300 | 200 | 400 | 250 | 500
201712028 | ARCOAIRE | F9MVE0601412A*D | 60000 | 95% | Yes | 100 | 200 | 150 | 300 | 200 | 400 | 250 | 500
201712031 | ARCOAIRE | F9MVE0601714A*D | 60000 | 95% | Yes | 100 | 200 | 150 | 300 | 200 | 400 | 250 | 500
201712055 | ARCOAIRE | F9MXE0601412A*D | 60000 | 95% | Yes | 100 | 200 | 150 | 300 | 200 | 400 | 250 | 500
201712058 | ARCOAIRE | F9MXE0601714A*D | 60000 | 95% | Yes | 100 | 200 | 150 | 300 | 200 | 400 | 250 | 500
201712073 | ARCOAIRE | F9MXT0601412A*D | 60000 | 95% | Yes | 100 | 200 | 150 | 300 | 200 | 400 | 250 | 500
201712076 | ARCOAIRE | F9MXT0601714A*D | 60000 | 95% | Yes | 100 | 200 | 150 | 300 | 200 | 400 | 250 | 500
204543728 | ARCOAIRE | N95ESU0601716A | 60000 | 95% | Yes | 100 | 200 | 150 | 300 | 200 | 400 | 250 | 500
203359500 | ARCOAIRE | F9MBE0601714A*D | 60000 | 95% | Yes | 100 | 200 | 150 | 300 | 200 | 400 | 250 | 500
203360326 | ARCOAIRE | N95ESN0601714A*D | 60000 | 95% | Yes | 100 | 200 | 150 | 300 | 200 | 400 | 250 | 500
203359180 | ARCOAIRE | F96VTN0601714A*D | 60000 | 95% | Yes | 100 | 200 | 150 | 300 | 200 | 400 | 250 | 500
203924612 | ARCOAIRE | F97CMN0601714A*D | 60000 | 95% | Yes | 100 | 200 | 150 | 300 | 200 | 400 | 250 | 500
203360643 | ARCOAIRE | N95ESN0601714A**D | 60000 | 95% | Yes | 100 | 200 | 150 | 300 | 200 | 400 | 250 | 500
201710546 | ARCOAIRE | F9MXT0601412A* | 60000 | 95% | Yes | 100 | 200 | 150 | 300 | 200 | 400 | 250 | 500
203924749 | ARCOAIRE | N95ESN0601412A | 60000 | 95% | Yes | 100 | 200 | 150 | 300 | 200 | 400 | 250 | 500
203924750 | ARCOAIRE | N95ESN0601412A* | 60000 | 95% | Yes | 100 | 200 | 150 | 300 | 200 | 400 | 250 | 500
203924751 | ARCOAIRE | N95ESN0601412A**D | 60000 | 95% | Yes | 100 | 200 | 150 | 300 | 200 | 400 | 250 | 500
203924752 | ARCOAIRE | N95ESN0601412A*D | 60000 | 95% | Yes | 100 | 200 | 150 | 300 | 200 | 400 | 250 | 500
201706920 | ARCOAIRE | F9MVE0601412A | 60000 | 95% | Yes | 100 | 200 | 150 | 300 | 200 | 400 | 250 | 500
201712690 | ARCOAIRE | F9MXE0802120A**D | 80000 | 95% | Yes | 100 | 200 | 150 | 300 | 200 | 400 | 250 | 500
203359181 | ARCOAIRE | F96VTN0801716A*D | 80000 | 95% | Yes | 100 | 200 | 150 | 300 | 200 | 400 | 250 | 500
203359182 | ARCOAIRE | F96VTN0802120A*D | 80000 | 95% | Yes | 100 | 200 | 150 | 300 | 200 | 400 | 250 | 500
203360330 | ARCOAIRE | N95ESN0802120A*D | 80000 | 95% | Yes | 100 | 200 | 150 | 300 | 200 | 400 | 250 | 500
203359319 | ARCOAIRE | F96CTN0801714A*D | 80000 | 95% | Yes | 100 | 200 | 150 | 300 | 200 | 400 | 250 | 500
203359320 | ARCOAIRE | F96CTN0802120A*D | 80000 | 95% | Yes | 100 | 200 | 150 | 300 | 200 | 400 | 250 | 500
201712687 | ARCOAIRE | F9MXE0801716A**D | 80000 | 95% | Yes | 100 | 200 | 150 | 300 | 200 | 400 | 250 | 500
201712013 | ARCOAIRE | F9MAE0801714A*D | 80000 | 95% | Yes | 100 | 200 | 150 | 300 | 200 | 400 | 250 | 500
201712034 | ARCOAIRE | F9MVE0801716A*D | 80000 | 95% | Yes | 100 | 200 | 150 | 300 | 200 | 400 | 250 | 500
201712037 | ARCOAIRE | F9MVE0802120A*D | 80000 | 95% | Yes | 100 | 200 | 150 | 300 | 200 | 400 | 250 | 500
201712061 | ARCOAIRE | F9MXE0801716A*D | 80000 | 95% | Yes | 100 | 200 | 150 | 300 | 200 | 400 | 250 | 500
201712064 | ARCOAIRE | F9MXE0802120A*D | 80000 | 95% | Yes | 100 | 200 | 150 | 300 | 200 | 400 | 250 | 500
201712079 | ARCOAIRE | F9MXT0801716A*D | 80000 | 95% | Yes | 100 | 200 | 150 | 300 | 200 | 400 | 250 | 500
201712082 | ARCOAIRE | F9MXT0802120A*D | 80000 | 95% | Yes | 100 | 200 | 150 | 300 | 200 | 400 | 250 | 500
204543743 | ARCOAIRE | N95ESU0802120A | 80000 | 95% | Yes | 100 | 200 | 150 | 300 | 200 | 400 | 250 | 500
203359506 | ARCOAIRE | F9MBE0801714A*D | 80000 | 95% | Yes | 100 | 200 | 150 | 300 | 200 | 400 | 250 | 500
203359509 | ARCOAIRE | F9MBE0802120A*D | 80000 | 95% | Yes | 100 | 200 | 150 | 300 | 200 | 400 | 250 | 500
201712431 | ARCOAIRE | F9MAE0802120A*D | 80000 | 95% | Yes | 100 | 200 | 150 | 300 | 200 | 400 | 250 | 500
203924618 | ARCOAIRE | F97CMN0801714A*D | 80000 | 95% | Yes | 100 | 200 | 150 | 300 | 200 | 400 | 250 | 500
203924621 | ARCOAIRE | F97CMN0802120A*D | 80000 | 95% | Yes | 100 | 200 | 150 | 300 | 200 | 400 | 250 | 500
203360644 | ARCOAIRE | N95ESN0801716A**D | 80000 | 95% | Yes | 100 | 200 | 150 | 300 | 200 | 400 | 250 | 500
203360645 | ARCOAIRE | N95ESN0802120A**D | 80000 | 95% | Yes | 100 | 200 | 150 | 300 | 200 | 400 | 250 | 500
203360328 | ARCOAIRE | N95ESN0801716A*D | 80000 | 95% | Yes | 100 | 200 | 150 | 300 | 200 | 400 | 250 | 500
201712678 | ARCOAIRE | F9MXE0401712A**D | 40000 | 95% | Yes | 100 | 200 | 150 | 300 | 200 | 400 | 250 | 500
201712022 | ARCOAIRE | F9MVE0401410A*D | 40000 | 95% | Yes | 100 | 200 | 150 | 300 | 200 | 400 | 250 | 500
201712025 | ARCOAIRE | F9MVE0401712A*D | 40000 | 95% | Yes | 100 | 200 | 150 | 300 | 200 | 400 | 250 | 500
201712049 | ARCOAIRE | F9MXE0401410A*D | 40000 | 95% | Yes | 100 | 200 | 150 | 300 | 200 | 400 | 250 | 500
201712052 | ARCOAIRE | F9MXE0401712A*D | 40000 | 95% | Yes | 100 | 200 | 150 | 300 | 200 | 400 | 250 | 500
201712198 | ARCOAIRE | F9MXT0401410A*D | 40000 | 95% | Yes | 100 | 200 | 150 | 300 | 200 | 400 | 250 | 500
201712201 | ARCOAIRE | F9MXT0401712A*D | 40000 | 95% | Yes | 100 | 200 | 150 | 300 | 200 | 400 | 250 | 500
203360324 | ARCOAIRE | N95ESN0401712A*D | 40000 | 95% | Yes | 100 | 200 | 150 | 300 | 200 | 400 | 250 | 500
203359321 | ARCOAIRE | F96CTN1002122A*D | 100000 | 95% | Yes | 100 | 200 | 150 | 300 | 200 | 400 | 250 | 500
203360810 | ARCOAIRE | N95ESN1002120A*D | 100000 | 95% | Yes | 100 | 200 | 150 | 300 | 200 | 400 | 250 | 500
201712016 | ARCOAIRE | F9MAE1002122A*D | 100000 | 95% | Yes | 100 | 200 | 150 | 300 | 200 | 400 | 250 | 500
201712040 | ARCOAIRE | F9MVE1002120A*D | 100000 | 95% | Yes | 100 | 200 | 150 | 300 | 200 | 400 | 250 | 500
201712067 | ARCOAIRE | F9MXE1002120A*D | 100000 | 95% | Yes | 100 | 200 | 150 | 300 | 200 | 400 | 250 | 500
201712085 | ARCOAIRE | F9MXT1002120A*D | 100000 | 95% | Yes | 100 | 200 | 150 | 300 | 200 | 400 | 250 | 500
201712693 | ARCOAIRE | F9MXE1002120A**D | 100000 | 95% | Yes | 100 | 200 | 150 | 300 | 200 | 400 | 250 | 500
205169219 | ARCOAIRE | N95ESN1002122A*D | 100000 | 95% | Yes | 100 | 200 | 150 | 300 | 200 | 400 | 250 | 500
205169228 | ARCOAIRE | N95ESN1002122A**D | 100000 | 95% | Yes | 100 | 200 | 150 | 300 | 200 | 400 | 250 | 500
205169265 | ARCOAIRE | N95ESU1002122A | 100000 | 95% | Yes | 100 | 200 | 150 | 300 | 200 | 400 | 250 | 500
205169278 | ARCOAIRE | F96VTN1002122A*D | 100000 | 95% | Yes | 100 | 200 | 150 | 300 | 200 | 400 | 250 | 500
203359512 | ARCOAIRE | F9MBE1002122A*D | 100000 | 95% | Yes | 100 | 200 | 150 | 300 | 200 | 400 | 250 | 500
203359183 | ARCOAIRE | F96VTN1002120A*D | 100000 | 95% | Yes | 100 | 200 | 150 | 300 | 200 | 400 | 250 | 500
203924624 | ARCOAIRE | F97CMN1002122A*D | 100000 | 95% | Yes | 100 | 200 | 150 | 300 | 200 | 400 | 250 | 500
203360646 | ARCOAIRE | N95ESN1002120A**D | 100000 | 95% | Yes | 100 | 200 | 150 | 300 | 200 | 400 | 250 | 500
204835503 | ARCOAIRE | N95ESU1002120A | 100000 | 95% | Yes | 100 | 200 | 150 | 300 | 200 | 400 | 250 | 500
203359322 | ARCOAIRE | F96CTN1202422A*D | 120000 | 95% | Yes | 100 | 200 | 150 | 300 | 200 | 400 | 250 | 500
201712019 | ARCOAIRE | F9MAE1202422A*D | 120000 | 95% | Yes | 100 | 200 | 150 | 300 | 200 | 400 | 250 | 500
201712043 | ARCOAIRE | F9MVE1202422A*D | 120000 | 95% | Yes | 100 | 200 | 150 | 300 | 200 | 400 | 250 | 500
201712070 | ARCOAIRE | F9MXE1202422A*D | 120000 | 95% | Yes | 100 | 200 | 150 | 300 | 200 | 400 | 250 | 500
201712696 | ARCOAIRE | F9MXE1202422A**D | 120000 | 95% | Yes | 100 | 200 | 150 | 300 | 200 | 400 | 250 | 500
201712204 | ARCOAIRE | F9MXT1202422A*D | 120000 | 95% | Yes | 100 | 200 | 150 | 300 | 200 | 400 | 250 | 500
203359515 | ARCOAIRE | F9MBE1202422A*D | 120000 | 95% | Yes | 100 | 200 | 150 | 300 | 200 | 400 | 250 | 500
203359184 | ARCOAIRE | F96VTN1202422A*D | 120000 | 95% | Yes | 100 | 200 | 150 | 300 | 200 | 400 | 250 | 500
203924627 | ARCOAIRE | F97CMN1202422A*D | 120000 | 95% | Yes | 100 | 200 | 150 | 300 | 200 | 400 | 250 | 500
203360647 | ARCOAIRE | N95ESN1202422A**D | 120000 | 95% | Yes | 100 | 200 | 150 | 300 | 200 | 400 | 250 | 500
203360332 | ARCOAIRE | N95ESN1202422A*D | 120000 | 95% | Yes | 100 | 200 | 150 | 300 | 200 | 400 | 250 | 500
203360334 | ARCOAIRE | N95ESN1402422A*D | 140000 | 95% | Yes | 100 | 200 | 150 | 300 | 200 | 400 | 250 | 500
203360306 | ARCOAIRE | N95ESN0261410A | 26000 | 96% | Yes | 100 | 200 | 200 | 400 | 200 | 400 | 250 | 500
201710574 | ARCOAIRE | F9MXE0261410A | 26000 | 96% | Yes | 100 | 200 | 200 | 400 | 200 | 400 | 250 | 500
203924821 | ARCOAIRE | F96VTN0401410A | 40000 | 96% | Yes | 100 | 200 | 200 | 400 | 200 | 400 | 250 | 500
201712654 | ARCOAIRE | F9MXE0401410A** | 40000 | 96% | Yes | 100 | 200 | 200 | 400 | 200 | 400 | 250 | 500
201706917 | ARCOAIRE | F9MVE0401712A | 40000 | 96% | Yes | 100 | 200 | 200 | 400 | 200 | 400 | 250 | 500
201706923 | ARCOAIRE | F9MXE0401712A | 40000 | 96% | Yes | 100 | 200 | 200 | 400 | 200 | 400 | 250 | 500
203359425 | ARCOAIRE | F9MBE0601714A | 60000 | 97% | Yes | 100 | 200 | 200 | 400 | 200 | 400 | 250 | 500
201705839 | ARCOAIRE | F9MAE0601714A | 60000 | 97% | Yes | 100 | 200 | 200 | 400 | 200 | 400 | 250 | 500
203924549 | ARCOAIRE | F97CMN0601714A | 60000 | 97% | Yes | 100 | 200 | 200 | 400 | 200 | 400 | 250 | 500
201712672 | ARCOAIRE | F9MXE0601412A** | 60000 | 95.5% | Yes | 100 | 200 | 200 | 400 | 200 | 400 | 250 | 500
201706952 | ARCOAIRE | F9MXE0601412A | 60000 | 95.5% | Yes | 100 | 200 | 200 | 400 | 200 | 400 | 250 | 500
201701963 | ARCOAIRE | F9MXE0601714A | 60000 | 96% | Yes | 100 | 200 | 200 | 400 | 200 | 400 | 250 | 500
201701983 | ARCOAIRE | F9MXT0601714A | 60000 | 96% | Yes | 100 | 200 | 200 | 400 | 200 | 400 | 250 | 500
201705866 | ARCOAIRE | F9MVE0601714A | 60000 | 96% | Yes | 100 | 200 | 200 | 400 | 200 | 400 | 250 | 500
203360310 | ARCOAIRE | N95ESN0601714A | 60000 | 96% | Yes | 100 | 200 | 200 | 400 | 200 | 400 | 250 | 500
203359174 | ARCOAIRE | F96VTN0601714A | 60000 | 96% | Yes | 100 | 200 | 200 | 400 | 200 | 400 | 250 | 500
203360637 | ARCOAIRE | N95ESN0601714A* | 60000 | 96% | Yes | 100 | 200 | 200 | 400 | 200 | 400 | 250 | 500
201712657 | ARCOAIRE | F9MXE0601714A** | 60000 | 96% | Yes | 100 | 200 | 200 | 400 | 200 | 400 | 250 | 500
203359313 | ARCOAIRE | F96CTN0601714A | 60000 | 96.3% | Yes | 100 | 200 | 200 | 400 | 200 | 400 | 250 | 500
201712010 | ARCOAIRE | F9MAE0602120A*D | 61000 | 96.7% | Yes | 100 | 200 | 200 | 400 | 200 | 400 | 250 | 500
203359503 | ARCOAIRE | F9MBE0602120A*D | 61000 | 96.7% | Yes | 100 | 200 | 200 | 400 | 200 | 400 | 250 | 500
203924615 | ARCOAIRE | F97CMN0602120A*D | 61000 | 96.7% | Yes | 100 | 200 | 200 | 400 | 200 | 400 | 250 | 500
203359428 | ARCOAIRE | F9MBE0602120A | 61000 | 98% | Yes | 100 | 200 | 200 | 400 | 200 | 400 | 250 | 500
201705854 | ARCOAIRE | F9MAE0602120A | 61000 | 98% | Yes | 100 | 200 | 200 | 400 | 200 | 400 | 250 | 500
203924552 | ARCOAIRE | F97CMN0602120A | 61000 | 98% | Yes | 100 | 200 | 200 | 400 | 200 | 400 | 250 | 500
203359315 | ARCOAIRE | F96CTN0802120A | 80000 | 96.7% | Yes | 100 | 200 | 200 | 400 | 200 | 400 | 250 | 500
203359431 | ARCOAIRE | F9MBE0801714A | 80000 | 97% | Yes | 100 | 200 | 200 | 400 | 200 | 400 | 250 | 500
201705843 | ARCOAIRE | F9MAE0801714A | 80000 | 97% | Yes | 100 | 200 | 200 | 400 | 200 | 400 | 250 | 500
203359570 | ARCOAIRE | F9MBE0802120A | 80000 | 97% | Yes | 100 | 200 | 200 | 400 | 200 | 400 | 250 | 500
201705858 | ARCOAIRE | F9MAE0802120A | 80000 | 97% | Yes | 100 | 200 | 200 | 400 | 200 | 400 | 250 | 500
203924555 | ARCOAIRE | F97CMN0801714A | 80000 | 97% | Yes | 100 | 200 | 200 | 400 | 200 | 400 | 250 | 500
203924678 | ARCOAIRE | F97CMN0802120A | 80000 | 97% | Yes | 100 | 200 | 200 | 400 | 200 | 400 | 250 | 500
201706979 | ARCOAIRE | F9MXT0401712A | 40000 | 96% | Yes | 100 | 200 | 200 | 400 | 200 | 400 | 250 | 500
201712669 | ARCOAIRE | F9MXE0401712A** | 40000 | 96% | Yes | 100 | 200 | 200 | 400 | 200 | 400 | 250 | 500
201701960 | ARCOAIRE | F9MXE0401410A | 40000 | 96% | Yes | 100 | 200 | 200 | 400 | 200 | 400 | 250 | 500
201701980 | ARCOAIRE | F9MXT0401410A | 40000 | 96% | Yes | 100 | 200 | 200 | 400 | 200 | 400 | 250 | 500
201705863 | ARCOAIRE | F9MVE0401410A | 40000 | 96% | Yes | 100 | 200 | 200 | 400 | 200 | 400 | 250 | 500
203360308 | ARCOAIRE | N95ESN0401712A | 40000 | 96% | Yes | 100 | 200 | 200 | 400 | 200 | 400 | 250 | 500
203359173 | ARCOAIRE | F96VTN0401712A | 40000 | 96% | Yes | 100 | 200 | 200 | 400 | 200 | 400 | 250 | 500
203360636 | ARCOAIRE | N95ESN0401712A* | 40000 | 96% | Yes | 100 | 200 | 200 | 400 | 200 | 400 | 250 | 500
203924745 | ARCOAIRE | N95ESN0401410A | 40000 | 96% | Yes | 100 | 200 | 200 | 400 | 200 | 400 | 250 | 500
203924746 | ARCOAIRE | N95ESN0401410A* | 40000 | 96% | Yes | 100 | 200 | 200 | 400 | 200 | 400 | 250 | 500
201701966 | ARCOAIRE | F9MXE0801716A | 80000 | 96% | Yes | 100 | 200 | 200 | 400 | 200 | 400 | 250 | 500
201701969 | ARCOAIRE | F9MXT0801716A | 80000 | 96% | Yes | 100 | 200 | 200 | 400 | 200 | 400 | 250 | 500
201705869 | ARCOAIRE | F9MVE0801716A | 80000 | 96% | Yes | 100 | 200 | 200 | 400 | 200 | 400 | 250 | 500
201705879 | ARCOAIRE | F9MVE0802120A | 80000 | 96% | Yes | 100 | 200 | 200 | 400 | 200 | 400 | 250 | 500
201702493 | ARCOAIRE | F9MXE0802120A | 80000 | 96% | Yes | 100 | 200 | 200 | 400 | 200 | 400 | 250 | 500
201702513 | ARCOAIRE | F9MXT0802120A | 80000 | 96% | Yes | 100 | 200 | 200 | 400 | 200 | 400 | 250 | 500
203360312 | ARCOAIRE | N95ESN0801716A | 80000 | 96% | Yes | 100 | 200 | 200 | 400 | 200 | 400 | 250 | 500
203360314 | ARCOAIRE | N95ESN0802120A | 80000 | 96% | Yes | 100 | 200 | 200 | 400 | 200 | 400 | 250 | 500
203359175 | ARCOAIRE | F96VTN0801716A | 80000 | 96% | Yes | 100 | 200 | 200 | 400 | 200 | 400 | 250 | 500
203359176 | ARCOAIRE | F96VTN0802120A | 80000 | 96% | Yes | 100 | 200 | 200 | 400 | 200 | 400 | 250 | 500
203360638 | ARCOAIRE | N95ESN0801716A* | 80000 | 96% | Yes | 100 | 200 | 200 | 400 | 200 | 400 | 250 | 500
203360639 | ARCOAIRE | N95ESN0802120A* | 80000 | 96% | Yes | 100 | 200 | 200 | 400 | 200 | 400 | 250 | 500
201712660 | ARCOAIRE | F9MXE0801716A** | 80000 | 96% | Yes | 100 | 200 | 200 | 400 | 200 | 400 | 250 | 500
201712663 | ARCOAIRE | F9MXE0802120A** | 80000 | 96% | Yes | 100 | 200 | 200 | 400 | 200 | 400 | 250 | 500
203359314 | ARCOAIRE | F96CTN0801714A | 80000 | 96.2% | Yes | 100 | 200 | 200 | 400 | 200 | 400 | 250 | 500
203359434 | ARCOAIRE | F9MBE1002122A | 100000 | 97% | Yes | 100 | 200 | 200 | 400 | 200 | 400 | 250 | 500
201705860 | ARCOAIRE | F9MAE1002122A | 100000 | 97% | Yes | 100 | 200 | 200 | 400 | 200 | 400 | 250 | 500
203924558 | ARCOAIRE | F97CMN1002122A | 100000 | 97% | Yes | 100 | 200 | 200 | 400 | 200 | 400 | 250 | 500
205169241 | ARCOAIRE | N95ESN1002122A* | 100000 | 96% | Yes | 100 | 200 | 200 | 400 | 200 | 400 | 250 | 500
205169250 | ARCOAIRE | N95ESN1002122A | 100000 | 96% | Yes | 100 | 200 | 200 | 400 | 200 | 400 | 250 | 500
205169277 | ARCOAIRE | F96VTN1002122A | 100000 | 96% | Yes | 100 | 200 | 200 | 400 | 200 | 400 | 250 | 500
201705882 | ARCOAIRE | F9MVE1002120A | 100000 | 96% | Yes | 100 | 200 | 200 | 400 | 200 | 400 | 250 | 500
201702496 | ARCOAIRE | F9MXE1002120A | 100000 | 96% | Yes | 100 | 200 | 200 | 400 | 200 | 400 | 250 | 500
201702516 | ARCOAIRE | F9MXT1002120A | 100000 | 96% | Yes | 100 | 200 | 200 | 400 | 200 | 400 | 250 | 500
203360316 | ARCOAIRE | N95ESN1002120A | 100000 | 96% | Yes | 100 | 200 | 200 | 400 | 200 | 400 | 250 | 500
203359177 | ARCOAIRE | F96VTN1002120A | 100000 | 96% | Yes | 100 | 200 | 200 | 400 | 200 | 400 | 250 | 500
203360640 | ARCOAIRE | N95ESN1002120A* | 100000 | 96% | Yes | 100 | 200 | 200 | 400 | 200 | 400 | 250 | 500
201712666 | ARCOAIRE | F9MXE1002120A** | 100000 | 96% | Yes | 100 | 200 | 200 | 400 | 200 | 400 | 250 | 500
203359316 | ARCOAIRE | F96CTN1002122A | 100000 | 96.1% | Yes | 100 | 200 | 200 | 400 | 200 | 400 | 250 | 500
203359317 | ARCOAIRE | F96CTN1202422A | 120000 | 96.5% | Yes | 100 | 200 | 200 | 400 | 200 | 400 | 250 | 500
203359437 | ARCOAIRE | F9MBE1202422A | 120000 | 97% | Yes | 100 | 200 | 200 | 400 | 200 | 400 | 250 | 500
201705851 | ARCOAIRE | F9MAE1202422A | 120000 | 97% | Yes | 100 | 200 | 200 | 400 | 200 | 400 | 250 | 500
203924561 | ARCOAIRE | F97CMN1202422A | 120000 | 97% | Yes | 100 | 200 | 200 | 400 | 200 | 400 | 250 | 500
201701957 | ARCOAIRE | F9MXE1202422A | 120000 | 96% | Yes | 100 | 200 | 200 | 400 | 200 | 400 | 250 | 500
201701976 | ARCOAIRE | F9MXT1202422A | 120000 | 96% | Yes | 100 | 200 | 200 | 400 | 200 | 400 | 250 | 500
201705876 | ARCOAIRE | F9MVE1202422A | 120000 | 96% | Yes | 100 | 200 | 200 | 400 | 200 | 400 | 250 | 500
203360318 | ARCOAIRE | N95ESN1202422A | 120000 | 96% | Yes | 100 | 200 | 200 | 400 | 200 | 400 | 250 | 500
203359178 | ARCOAIRE | F96VTN1202422A | 120000 | 96% | Yes | 100 | 200 | 200 | 400 | 200 | 400 | 250 | 500
203360641 | ARCOAIRE | N95ESN1202422A* | 120000 | 96% | Yes | 100 | 200 | 200 | 400 | 200 | 400 | 250 | 500
201712651 | ARCOAIRE | F9MXE1202422A** | 120000 | 96% | Yes | 100 | 200 | 200 | 400 | 200 | 400 | 250 | 500
212595199 | ARCOAIRE | N96VSN0801716B | 80000 | 97% | Yes | 100 | 200 | 200 | 400 | 200 | 400 | 250 | 500
212595208 | ARCOAIRE | N96VSN0801716B*D | 80000 | 95% | Yes | 100 | 200 | 150 | 300 | 200 | 400 | 250 | 500
212595217 | ARCOAIRE | N96VSN0802120B | 80000 | 97% | Yes | 100 | 200 | 200 | 400 | 200 | 400 | 250 | 500
212595226 | ARCOAIRE | N96VSN0802120B*D | 80000 | 95% | Yes | 100 | 200 | 150 | 300 | 200 | 400 | 250 | 500
211778961 | ARCOAIRE | N92MSN1002120A* | 100000 | 92.1% | Yes | 100 | 200 | 100 | 200 | 200 | 400 | 250 | 500
211778970 | ARCOAIRE | N92MSN1002122A | 100000 | 92.1% | Yes | 100 | 200 | 100 | 200 | 200 | 400 | 250 | 500
211778979 | ARCOAIRE | N92MSN1002122A* | 100000 | 92.1% | Yes | 100 | 200 | 100 | 200 | 200 | 400 | 250 | 500
211778988 | ARCOAIRE | N92MSN1202420A | 120000 | 92.1% | Yes | 100 | 200 | 100 | 200 | 200 | 400 | 250 | 500
211778880 | ARCOAIRE | N92MSN0601412A | 60000 | 92.1% | Yes | 100 | 200 | 100 | 200 | 200 | 400 | 250 | 500
211778889 | ARCOAIRE | N92MSN0601412A* | 60000 | 92.1% | Yes | 100 | 200 | 100 | 200 | 200 | 400 | 250 | 500
211778898 | ARCOAIRE | N92MSN0601714A | 60000 | 92.1% | Yes | 100 | 200 | 100 | 200 | 200 | 400 | 250 | 500
211778907 | ARCOAIRE | N92MSN0601714A* | 60000 | 92.1% | Yes | 100 | 200 | 100 | 200 | 200 | 400 | 250 | 500
205822223 | ARCOAIRE | N96VSN1002120A | 100000 | 96% | Yes | 100 | 200 | 200 | 400 | 200 | 400 | 250 | 500
205822234 | ARCOAIRE | N96VSN1002120A*D | 100000 | 95% | Yes | 100 | 200 | 150 | 300 | 200 | 400 | 250 | 500
205822245 | ARCOAIRE | N96VSN1202422A | 120000 | 96% | Yes | 100 | 200 | 200 | 400 | 200 | 400 | 250 | 500
205822256 | ARCOAIRE | N96VSN1202422A*D | 120000 | 95% | Yes | 100 | 200 | 150 | 300 | 200 | 400 | 250 | 500
212595262 | ARCOAIRE | F96VTN1002120B | 100000 | 96.1% | Yes | 100 | 200 | 200 | 400 | 200 | 400 | 250 | 500
212595265 | ARCOAIRE | F96VTN1002120B*D | 100000 | 95% | Yes | 100 | 200 | 150 | 300 | 200 | 400 | 250 | 500
212595268 | ARCOAIRE | F96VTN1002122B | 100000 | 96.2% | Yes | 100 | 200 | 200 | 400 | 200 | 400 | 250 | 500
212595271 | ARCOAIRE | F96VTN1002122B*D | 100000 | 95% | Yes | 100 | 200 | 150 | 300 | 200 | 400 | 250 | 500
211778997 | ARCOAIRE | N92MSN1202420A* | 120000 | 92.1% | Yes | 100 | 200 | 100 | 200 | 200 | 400 | 250 | 500
211778916 | ARCOAIRE | N92MSN0801716A | 80000 | 92.1% | Yes | 100 | 200 | 100 | 200 | 200 | 400 | 250 | 500
211778925 | ARCOAIRE | N92MSN0801716A* | 80000 | 92.1% | Yes | 100 | 200 | 100 | 200 | 200 | 400 | 250 | 500
211778934 | ARCOAIRE | N92MSN0802120A | 80000 | 92.1% | Yes | 100 | 200 | 100 | 200 | 200 | 400 | 250 | 500
211778943 | ARCOAIRE | N92MSN0802120A* | 80000 | 92.1% | Yes | 100 | 200 | 100 | 200 | 200 | 400 | 250 | 500
211779170 | ARCOAIRE | N96MSN0401410A | 40000 | 96% | Yes | 100 | 200 | 200 | 400 | 200 | 400 | 250 | 500
211779179 | ARCOAIRE | N96MSN0401410A* | 40000 | 96% | Yes | 100 | 200 | 200 | 400 | 200 | 400 | 250 | 500
211779188 | ARCOAIRE | N96MSN0401410A**D | 40000 | 95% | Yes | 100 | 200 | 150 | 300 | 200 | 400 | 250 | 500
211779197 | ARCOAIRE | N96MSN0401410A*D | 40000 | 95% | Yes | 100 | 200 | 150 | 300 | 200 | 400 | 250 | 500
211779206 | ARCOAIRE | N96MSN0401712A | 40000 | 96.7% | Yes | 100 | 200 | 200 | 400 | 200 | 400 | 250 | 500
212594936 | ARCOAIRE | F96VTN0401410B | 40000 | 96% | Yes | 100 | 200 | 200 | 400 | 200 | 400 | 250 | 500
212594939 | ARCOAIRE | F96VTN0401410B*D | 40000 | 95% | Yes | 100 | 200 | 150 | 300 | 200 | 400 | 250 | 500
212594942 | ARCOAIRE | F96VTN0401712B | 40000 | 96% | Yes | 100 | 200 | 200 | 400 | 200 | 400 | 250 | 500
212594945 | ARCOAIRE | F96VTN0401712B*D | 40000 | 95% | Yes | 100 | 200 | 150 | 300 | 200 | 400 | 250 | 500
212595116 | ARCOAIRE | N96VSN0601716B*D | 60000 | 95% | Yes | 100 | 200 | 150 | 300 | 200 | 400 | 250 | 500
205822091 | ARCOAIRE | N96VSN0401410A | 40000 | 96% | Yes | 100 | 200 | 200 | 400 | 200 | 400 | 250 | 500
205822102 | ARCOAIRE | N96VSN0401410A*D | 40000 | 95% | Yes | 100 | 200 | 150 | 300 | 200 | 400 | 250 | 500
205822113 | ARCOAIRE | N96VSN0401712A | 40000 | 96% | Yes | 100 | 200 | 200 | 400 | 200 | 400 | 250 | 500
205822124 | ARCOAIRE | N96VSN0401712A*D | 40000 | 95% | Yes | 100 | 200 | 150 | 300 | 200 | 400 | 250 | 500
211778952 | ARCOAIRE | N92MSN1002120A | 100000 | 92.1% | Yes | 100 | 200 | 100 | 200 | 200 | 400 | 250 | 500
206237477 | ARCOAIRE | F95CSU0601716A | 60000 | 95% | Yes | 100 | 200 | 150 | 300 | 200 | 400 | 250 | 500
206237498 | ARCOAIRE | F95CSU0802120A | 80000 | 95% | Yes | 100 | 200 | 150 | 300 | 200 | 400 | 250 | 500
211781281 | ARCOAIRE | N95MSU0601716A | 60000 | 95% | Yes | 100 | 200 | 150 | 300 | 200 | 400 | 250 | 500
211781291 | ARCOAIRE | N95MSU0802120A | 80000 | 95% | Yes | 100 | 200 | 150 | 300 | 200 | 400 | 250 | 500
211781302 | ARCOAIRE | N95MSU1002120A | 100000 | 95% | Yes | 100 | 200 | 150 | 300 | 200 | 400 | 250 | 500
211781312 | ARCOAIRE | N95MSU1002122A | 100000 | 95% | Yes | 100 | 200 | 150 | 300 | 200 | 400 | 250 | 500
213683308 | ARCOAIRE | F96CTN0802120B | 80000 | 96.7% | Yes | 100 | 200 | 200 | 400 | 200 | 400 | 250 | 500
213683311 | ARCOAIRE | F96CTN0802120B*D | 80000 | 95% | Yes | 100 | 200 | 150 | 300 | 200 | 400 | 250 | 500
213683314 | ARCOAIRE | F96CTN1002122B | 100000 | 96.1% | Yes | 100 | 200 | 200 | 400 | 200 | 400 | 250 | 500
213683317 | ARCOAIRE | F96CTN1002122B*D | 100000 | 95% | Yes | 100 | 200 | 150 | 300 | 200 | 400 | 250 | 500
213683320 | ARCOAIRE | F96CTN1202422B | 120000 | 96.5% | Yes | 100 | 200 | 200 | 400 | 200 | 400 | 250 | 500
213683323 | ARCOAIRE | F96CTN1202422B*D | 120000 | 95% | Yes | 100 | 200 | 150 | 300 | 200 | 400 | 250 | 500
213683326 | ARCOAIRE | F97CMN0601714B | 60000 | 97% | Yes | 100 | 200 | 200 | 400 | 200 | 400 | 250 | 500
213683329 | ARCOAIRE | F97CMN0601714B*D | 60000 | 95% | Yes | 100 | 200 | 150 | 300 | 200 | 400 | 250 | 500
213683332 | ARCOAIRE | F97CMN0602120B | 61000 | 98% | Yes | 100 | 200 | 200 | 400 | 200 | 400 | 250 | 500
213683335 | ARCOAIRE | F97CMN0602120B*D | 61000 | 96.7% | Yes | 100 | 200 | 200 | 400 | 200 | 400 | 250 | 500
213683338 | ARCOAIRE | F97CMN0801714B | 80000 | 97% | Yes | 100 | 200 | 200 | 400 | 200 | 400 | 250 | 500
213683341 | ARCOAIRE | F97CMN0801714B*D | 80000 | 95% | Yes | 100 | 200 | 150 | 300 | 200 | 400 | 250 | 500
213683344 | ARCOAIRE | F97CMN1002122B | 100000 | 97% | Yes | 100 | 200 | 200 | 400 | 200 | 400 | 250 | 500
213683347 | ARCOAIRE | F97CMN1002122B*D | 100000 | 95% | Yes | 100 | 200 | 150 | 300 | 200 | 400 | 250 | 500
213683350 | ARCOAIRE | F97CMN1202422B | 120000 | 97% | Yes | 100 | 200 | 200 | 400 | 200 | 400 | 250 | 500
212595089 | ARCOAIRE | N96VSN0601412B | 60000 | 95% | Yes | 100 | 200 | 150 | 300 | 200 | 400 | 250 | 500
212595098 | ARCOAIRE | N96VSN0601412B*D | 60000 | 95% | Yes | 100 | 200 | 150 | 300 | 200 | 400 | 250 | 500
212595107 | ARCOAIRE | N96VSN0601716B | 60000 | 97% | Yes | 100 | 200 | 200 | 400 | 200 | 400 | 250 | 500
213683287 | ARCOAIRE | F95CSU0601716B | 60000 | 95% | Yes | 100 | 200 | 150 | 300 | 200 | 400 | 250 | 500
213683290 | ARCOAIRE | F95CSU0802120B | 80000 | 95% | Yes | 100 | 200 | 150 | 300 | 200 | 400 | 250 | 500
213683293 | ARCOAIRE | F95CSU1002122B | 100000 | 95% | Yes | 100 | 200 | 150 | 300 | 200 | 400 | 250 | 500
213683296 | ARCOAIRE | F96CTN0601714B | 60000 | 96.3% | Yes | 100 | 200 | 200 | 400 | 200 | 400 | 250 | 500
213683299 | ARCOAIRE | F96CTN0601714B*D | 60000 | 95% | Yes | 100 | 200 | 150 | 300 | 200 | 400 | 250 | 500
213683302 | ARCOAIRE | F96CTN0801714B | 80000 | 96.2% | Yes | 100 | 200 | 200 | 400 | 200 | 400 | 250 | 500
213683305 | ARCOAIRE | F96CTN0801714B*D | 80000 | 95% | Yes | 100 | 200 | 150 | 300 | 200 | 400 | 250 | 500
206349947 | ARCOAIRE | F95CSU1002122A | 100000 | 95% | Yes | 100 | 200 | 150 | 300 | 200 | 400 | 250 | 500
211778844 | ARCOAIRE | N92MSN0401412A | 40000 | 92.1% | Yes | 100 | 200 | 100 | 200 | 200 | 400 | 250 | 500
211778853 | ARCOAIRE | N92MSN0401412A* | 40000 | 92.1% | Yes | 100 | 200 | 100 | 200 | 200 | 400 | 250 | 500
211778862 | ARCOAIRE | N92MSN0401712A | 40000 | 92.1% | Yes | 100 | 200 | 100 | 200 | 200 | 400 | 250 | 500
211781269 | ARCOAIRE | N95MSU0401712A | 40000 | 95% | Yes | 100 | 200 | 150 | 300 | 200 | 400 | 250 | 500
211779152 | ARCOAIRE | N96MSN0261410A | 26000 | 96% | Yes | 100 | 200 | 200 | 400 | 200 | 400 | 250 | 500
211779161 | ARCOAIRE | N96MSN0261410A*D | 26000 | 95% | Yes | 100 | 200 | 150 | 300 | 200 | 400 | 250 | 500
211778871 | ARCOAIRE | N92MSN0401712A* | 40000 | 92.1% | Yes | 100 | 200 | 100 | 200 | 200 | 400 | 250 | 500
213683149 | ARCOAIRE | F96CTN0401410B | 40000 | 96% | Yes | 100 | 200 | 200 | 400 | 200 | 400 | 250 | 500
213683152 | ARCOAIRE | F96CTN0401410B*D | 40000 | 95% | Yes | 100 | 200 | 150 | 300 | 200 | 400 | 250 | 500
211779395 | ARCOAIRE | N96MSN1002120A*D | 100000 | 95% | Yes | 100 | 200 | 150 | 300 | 200 | 400 | 250 | 500
211779404 | ARCOAIRE | N96MSN1002122A | 100000 | 96.3% | Yes | 100 | 200 | 200 | 400 | 200 | 400 | 250 | 500
211779413 | ARCOAIRE | N96MSN1002122A* | 100000 | 96.3% | Yes | 100 | 200 | 200 | 400 | 200 | 400 | 250 | 500
211779422 | ARCOAIRE | N96MSN1002122A**D | 100000 | 95% | Yes | 100 | 200 | 150 | 300 | 200 | 400 | 250 | 500
211779431 | ARCOAIRE | N96MSN1002122A*D | 100000 | 95% | Yes | 100 | 200 | 150 | 300 | 200 | 400 | 250 | 500
211779215 | ARCOAIRE | N96MSN0401712A* | 40000 | 96.7% | Yes | 100 | 200 | 200 | 400 | 200 | 400 | 250 | 500
211779224 | ARCOAIRE | N96MSN0401712A**D | 40000 | 95% | Yes | 100 | 200 | 150 | 300 | 200 | 400 | 250 | 500
211779233 | ARCOAIRE | N96MSN0401712A*D | 40000 | 95% | Yes | 100 | 200 | 150 | 300 | 200 | 400 | 250 | 500
211779242 | ARCOAIRE | N96MSN0601412A | 60000 | 95% | Yes | 100 | 200 | 150 | 300 | 200 | 400 | 250 | 500
211779251 | ARCOAIRE | N96MSN0601412A* | 60000 | 95% | Yes | 100 | 200 | 150 | 300 | 200 | 400 | 250 | 500
213683643 | ARCOAIRE | F97CMN0802120B | 80000 | 97% | Yes | 100 | 200 | 200 | 400 | 200 | 400 | 250 | 500
213683646 | ARCOAIRE | F97CMN0802120B*D | 80000 | 95% | Yes | 100 | 200 | 150 | 300 | 200 | 400 | 250 | 500
205645639 | ARCOAIRE | N95ESU0401712A | 40000 | 95% | Yes | 100 | 200 | 150 | 300 | 200 | 400 | 250 | 500
212594979 | ARCOAIRE | N96VSN0401410B | 40000 | 96% | Yes | 100 | 200 | 200 | 400 | 200 | 400 | 250 | 500
212594988 | ARCOAIRE | N96VSN0401410B*D | 40000 | 95% | Yes | 100 | 200 | 150 | 300 | 200 | 400 | 250 | 500
212594997 | ARCOAIRE | N96VSN0401712B | 40000 | 96.7% | Yes | 100 | 200 | 200 | 400 | 200 | 400 | 250 | 500
212595006 | ARCOAIRE | N96VSN0401712B*D | 40000 | 95% | Yes | 100 | 200 | 150 | 300 | 200 | 400 | 250 | 500
211779440 | ARCOAIRE | N96MSN1202422A | 120000 | 96.1% | Yes | 100 | 200 | 200 | 400 | 200 | 400 | 250 | 500
211779449 | ARCOAIRE | N96MSN1202422A* | 120000 | 96.1% | Yes | 100 | 200 | 200 | 400 | 200 | 400 | 250 | 500
211779458 | ARCOAIRE | N96MSN1202422A**D | 120000 | 95% | Yes | 100 | 200 | 150 | 300 | 200 | 400 | 250 | 500
211779467 | ARCOAIRE | N96MSN1202422A*D | 120000 | 95% | Yes | 100 | 200 | 150 | 300 | 200 | 400 | 250 | 500
211779476 | ARCOAIRE | N96MSN1402422A | 140000 | 95% | Yes | 100 | 200 | 150 | 300 | 200 | 400 | 250 | 500
211779260 | ARCOAIRE | N96MSN0601412A**D | 60000 | 95% | Yes | 100 | 200 | 150 | 300 | 200 | 400 | 250 | 500
211779269 | ARCOAIRE | N96MSN0601412A*D | 60000 | 95% | Yes | 100 | 200 | 150 | 300 | 200 | 400 | 250 | 500
211779278 | ARCOAIRE | N96MSN0601716A | 60000 | 97% | Yes | 100 | 200 | 200 | 400 | 200 | 400 | 250 | 500
211779287 | ARCOAIRE | N96MSN0601716A* | 60000 | 97% | Yes | 100 | 200 | 200 | 400 | 200 | 400 | 250 | 500
211779296 | ARCOAIRE | N96MSN0601716A**D | 60000 | 95% | Yes | 100 | 200 | 150 | 300 | 200 | 400 | 250 | 500
212595046 | ARCOAIRE | F96VTN0601412B | 60000 | 95% | Yes | 100 | 200 | 150 | 300 | 200 | 400 | 250 | 500
212595049 | ARCOAIRE | F96VTN0601412B*D | 60000 | 95% | Yes | 100 | 200 | 150 | 300 | 200 | 400 | 250 | 500
212595052 | ARCOAIRE | F96VTN0601716B | 60000 | 96.3% | Yes | 100 | 200 | 200 | 400 | 200 | 400 | 250 | 500
212595055 | ARCOAIRE | F96VTN0601716B*D | 60000 | 95% | Yes | 100 | 200 | 150 | 300 | 200 | 400 | 250 | 500
205822135 | ARCOAIRE | N96VSN0601412A | 60000 | 95% | Yes | 100 | 200 | 150 | 300 | 200 | 400 | 250 | 500
205822146 | ARCOAIRE | N96VSN0601412A*D | 60000 | 95% | Yes | 100 | 200 | 150 | 300 | 200 | 400 | 250 | 500
205822157 | ARCOAIRE | N96VSN0601714A | 60000 | 96% | Yes | 100 | 200 | 200 | 400 | 200 | 400 | 250 | 500
205822168 | ARCOAIRE | N96VSN0601714A*D | 60000 | 95% | Yes | 100 | 200 | 150 | 300 | 200 | 400 | 250 | 500
212595305 | ARCOAIRE | N96VSN1002120B | 100000 | 96.3% | Yes | 100 | 200 | 200 | 400 | 200 | 400 | 250 | 500
212595314 | ARCOAIRE | N96VSN1002120B*D | 100000 | 95% | Yes | 100 | 200 | 150 | 300 | 200 | 400 | 250 | 500
212595156 | ARCOAIRE | F96VTN0801716B | 80000 | 96.2% | Yes | 100 | 200 | 200 | 400 | 200 | 400 | 250 | 500
212595159 | ARCOAIRE | F96VTN0801716B*D | 80000 | 95% | Yes | 100 | 200 | 150 | 300 | 200 | 400 | 250 | 500
212595162 | ARCOAIRE | F96VTN0802120B | 80000 | 96.7% | Yes | 100 | 200 | 200 | 400 | 200 | 400 | 250 | 500
212595165 | ARCOAIRE | F96VTN0802120B*D | 80000 | 95% | Yes | 100 | 200 | 150 | 300 | 200 | 400 | 250 | 500
213683353 | ARCOAIRE | F97CMN1202422B*D | 120000 | 95% | Yes | 100 | 200 | 150 | 300 | 200 | 400 | 250 | 500
211780728 | ARCOAIRE | N96MSN0801716A | 80000 | 97% | Yes | 100 | 200 | 200 | 400 | 200 | 400 | 250 | 500
211780737 | ARCOAIRE | N96MSN0801716A* | 80000 | 97% | Yes | 100 | 200 | 200 | 400 | 200 | 400 | 250 | 500
205822179 | ARCOAIRE | N96VSN0801716A | 80000 | 96% | Yes | 100 | 200 | 200 | 400 | 200 | 400 | 250 | 500
205822190 | ARCOAIRE | N96VSN0801716A*D | 80000 | 95% | Yes | 100 | 200 | 150 | 300 | 200 | 400 | 250 | 500
205822201 | ARCOAIRE | N96VSN0802120A | 80000 | 96% | Yes | 100 | 200 | 200 | 400 | 200 | 400 | 250 | 500
205822212 | ARCOAIRE | N96VSN0802120A*D | 80000 | 95% | Yes | 100 | 200 | 150 | 300 | 200 | 400 | 250 | 500
212595342 | ARCOAIRE | F96VTN1202422B | 120000 | 96.7% | Yes | 100 | 200 | 200 | 400 | 200 | 400 | 250 | 500
212595345 | ARCOAIRE | F96VTN1202422B*D | 120000 | 95% | Yes | 100 | 200 | 150 | 300 | 200 | 400 | 250 | 500
212595365 | ARCOAIRE | N96VSN1202422B | 120000 | 96.1% | Yes | 100 | 200 | 200 | 400 | 200 | 400 | 250 | 500
212595374 | ARCOAIRE | N96VSN1202422B*D | 120000 | 95% | Yes | 100 | 200 | 150 | 300 | 200 | 400 | 250 | 500
211779485 | ARCOAIRE | N96MSN1402422A*D | 140000 | 95% | Yes | 100 | 200 | 150 | 300 | 200 | 400 | 250 | 500
211779350 | ARCOAIRE | N96MSN0802120A**D | 80000 | 95% | Yes | 100 | 200 | 150 | 300 | 200 | 400 | 250 | 500
211779359 | ARCOAIRE | N96MSN0802120A*D | 80000 | 95% | Yes | 100 | 200 | 150 | 300 | 200 | 400 | 250 | 500
211779368 | ARCOAIRE | N96MSN1002120A | 100000 | 96.3% | Yes | 100 | 200 | 200 | 400 | 200 | 400 | 250 | 500
211779377 | ARCOAIRE | N96MSN1002120A* | 100000 | 96.3% | Yes | 100 | 200 | 200 | 400 | 200 | 400 | 250 | 500
211779386 | ARCOAIRE | N96MSN1002120A**D | 100000 | 95% | Yes | 100 | 200 | 150 | 300 | 200 | 400 | 250 | 500
211779305 | ARCOAIRE | N96MSN0601716A*D | 60000 | 95% | Yes | 100 | 200 | 150 | 300 | 200 | 400 | 250 | 500
211779314 | ARCOAIRE | N96MSN0801716A**D | 80000 | 95% | Yes | 100 | 200 | 150 | 300 | 200 | 400 | 250 | 500
211779323 | ARCOAIRE | N96MSN0801716A*D | 80000 | 95% | Yes | 100 | 200 | 150 | 300 | 200 | 400 | 250 | 500
211779332 | ARCOAIRE | N96MSN0802120A | 80000 | 97% | Yes | 100 | 200 | 200 | 400 | 200 | 400 | 250 | 500
211779341 | ARCOAIRE | N96MSN0802120A* | 80000 | 97% | Yes | 100 | 200 | 200 | 400 | 200 | 400 | 250 | 500
201701010 | ARMSTRONG AIR | A93UH1D045B08A-* | 44000 | 93% | No | 100 | 200 | 0 | 0 | 100 | 200 | 250 | 500
201692950 | ARMSTRONG AIR | A93UH1D045B12A-* | 44000 | 93% | No | 100 | 200 | 0 | 0 | 100 | 200 | 250 | 500
201692952 | ARMSTRONG AIR | A93DF1D045B12A-* | 44000 | 93% | No | 100 | 200 | 0 | 0 | 100 | 200 | 250 | 500
201692980 | ARMSTRONG AIR | A95DF1D045B12*-* | 44000 | 95% | No | 100 | 200 | 0 | 0 | 100 | 200 | 250 | 500
201692992 | ARMSTRONG AIR | A95UH1D045B08*-* | 44000 | 95% | No | 100 | 200 | 0 | 0 | 100 | 200 | 250 | 500
201692996 | ARMSTRONG AIR | A95UH1D045B12*-* | 44000 | 95% | No | 100 | 200 | 0 | 0 | 100 | 200 | 250 | 500
201692964 | ARMSTRONG AIR | A93UH1D090C12A-* | 88000 | 93% | No | 100 | 200 | 0 | 0 | 100 | 200 | 250 | 500
201692966 | ARMSTRONG AIR | A93UH1D090C16A-* | 88000 | 93% | No | 100 | 200 | 0 | 0 | 100 | 200 | 250 | 500
202180852 | ARMSTRONG AIR | A93DF1D110C20A** | 110000 | 93% | No | 100 | 200 | 0 | 0 | 100 | 200 | 250 | 500
201692970 | ARMSTRONG AIR | A93UH1D110C20A-* | 110000 | 93% | No | 100 | 200 | 0 | 0 | 100 | 200 | 250 | 500
201701038 | ARMSTRONG AIR | A95DF1D070B12*-* | 66000 | 95% | No | 100 | 200 | 0 | 0 | 100 | 200 | 250 | 500
201693000 | ARMSTRONG AIR | A95UH1D070B12*-* | 66000 | 95% | No | 100 | 200 | 0 | 0 | 100 | 200 | 250 | 500
201692954 | ARMSTRONG AIR | A93DF1D070B12A-* | 66000 | 93% | No | 100 | 200 | 0 | 0 | 100 | 200 | 250 | 500
201692960 | ARMSTRONG AIR | A93UH1D070B08A-* | 66000 | 93% | No | 100 | 200 | 0 | 0 | 100 | 200 | 250 | 500
201692962 | ARMSTRONG AIR | A93UH1D070B12A-* | 66000 | 93% | No | 100 | 200 | 0 | 0 | 100 | 200 | 250 | 500
201692956 | ARMSTRONG AIR | A93DF1D090C16A-* | 88000 | 93% | No | 100 | 200 | 0 | 0 | 100 | 200 | 250 | 500
201692984 | ARMSTRONG AIR | A95DF1D090C20*-* | 88000 | 95% | No | 100 | 200 | 0 | 0 | 100 | 200 | 250 | 500
201693004 | ARMSTRONG AIR | A95UH1D090C12*-* | 88000 | 95% | No | 100 | 200 | 0 | 0 | 100 | 200 | 250 | 500
201693008 | ARMSTRONG AIR | A95UH1D090C16*-* | 88000 | 95% | No | 100 | 200 | 0 | 0 | 100 | 200 | 250 | 500
201692968 | ARMSTRONG AIR | A93UH1D110C16A-* | 110000 | 93% | No | 100 | 200 | 0 | 0 | 100 | 200 | 250 | 500
201693016 | ARMSTRONG AIR | A95UH1D110C16*-* | 110000 | 95% | No | 100 | 200 | 0 | 0 | 100 | 200 | 250 | 500
201692988 | ARMSTRONG AIR | A95DF1D110C20*-* | 110000 | 95% | No | 100 | 200 | 0 | 0 | 100 | 200 | 250 | 500
201693012 | ARMSTRONG AIR | A95UH1D110C20*-* | 110000 | 95% | No | 100 | 200 | 0 | 0 | 100 | 200 | 250 | 500
201692972 | ARMSTRONG AIR | A93UH1D135D20A-* | 132000 | 93% | No | 100 | 200 | 0 | 0 | 100 | 200 | 250 | 500
201693020 | ARMSTRONG AIR | A95UH1D135D20*-* | 132000 | 95% | No | 100 | 200 | 0 | 0 | 100 | 200 | 250 | 500
203926013 | ARMSTRONG AIR | A93UH1E030B12A* | 30000 | 93% | Yes | 100 | 200 | 100 | 200 | 200 | 400 | 250 | 500
203926014 | ARMSTRONG AIR | A93UH1E045C12A* | 44000 | 93% | Yes | 100 | 200 | 100 | 200 | 200 | 400 | 250 | 500
203926020 | ARMSTRONG AIR | A93DF1E045B12A* | 44000 | 93% | Yes | 100 | 200 | 100 | 200 | 200 | 400 | 250 | 500
203926018 | ARMSTRONG AIR | A93UH1E110C16A* | 110000 | 93% | Yes | 100 | 200 | 100 | 200 | 200 | 400 | 250 | 500
203926015 | ARMSTRONG AIR | A93UH1E070B12A* | 66000 | 93% | Yes | 100 | 200 | 100 | 200 | 200 | 400 | 250 | 500
203926021 | ARMSTRONG AIR | A93DF1E070B12A* | 66000 | 93% | Yes | 100 | 200 | 100 | 200 | 200 | 400 | 250 | 500
203926016 | ARMSTRONG AIR | A93UH1E090C12A* | 88000 | 93% | Yes | 100 | 200 | 100 | 200 | 200 | 400 | 250 | 500
203926017 | ARMSTRONG AIR | A93UH1E090C16A* | 88000 | 93% | Yes | 100 | 200 | 100 | 200 | 200 | 400 | 250 | 500
203926022 | ARMSTRONG AIR | A93DF1E090C16A* | 88000 | 93% | Yes | 100 | 200 | 100 | 200 | 200 | 400 | 250 | 500
203926019 | ARMSTRONG AIR | A93UH1E110C20A* | 110000 | 93% | Yes | 100 | 200 | 100 | 200 | 200 | 400 | 250 | 500
201854806 | ARMSTRONG AIR | A95UH1E030B08*-* | 30000 | 95% | Yes | 100 | 200 | 150 | 300 | 200 | 400 | 250 | 500
201693080 | ARMSTRONG AIR | A95UH1E045B12-* | 44000 | 95% | Yes | 100 | 200 | 150 | 300 | 200 | 400 | 250 | 500
201693112 | ARMSTRONG AIR | A95DF1E045B12-* | 44000 | 95% | Yes | 100 | 200 | 150 | 300 | 200 | 400 | 250 | 500
203996913 | ARMSTRONG AIR | A95UH1E045B12*-** | 44000 | 95% | Yes | 100 | 200 | 150 | 300 | 200 | 400 | 250 | 500
203996919 | ARMSTRONG AIR | A95DF1E045B12*-** | 44000 | 95% | Yes | 100 | 200 | 150 | 300 | 200 | 400 | 250 | 500
201981475 | ARMSTRONG AIR | 96G1UH060BE12X-* | 60000 | 95% | Yes | 100 | 200 | 150 | 300 | 200 | 400 | 250 | 500
201693086 | ARMSTRONG AIR | A95DF1E070B16-* | 66000 | 95% | Yes | 100 | 200 | 150 | 300 | 200 | 400 | 250 | 500
201693096 | ARMSTRONG AIR | A95UH1E070B12-* | 66000 | 95% | Yes | 100 | 200 | 150 | 300 | 200 | 400 | 250 | 500
203996914 | ARMSTRONG AIR | A95UH1E070B12*-** | 66000 | 95% | Yes | 100 | 200 | 150 | 300 | 200 | 400 | 250 | 500
203996920 | ARMSTRONG AIR | A95DF1E070B16*-** | 66000 | 95% | Yes | 100 | 200 | 150 | 300 | 200 | 400 | 250 | 500
201693100 | ARMSTRONG AIR | A95UH1E090C16-* | 88000 | 95% | Yes | 100 | 200 | 150 | 300 | 200 | 400 | 250 | 500
201693114 | ARMSTRONG AIR | A95DF1E090C16-* | 88000 | 95% | Yes | 100 | 200 | 150 | 300 | 200 | 400 | 250 | 500
203996915 | ARMSTRONG AIR | A95UH1E090C16*-** | 88000 | 95% | Yes | 100 | 200 | 150 | 300 | 200 | 400 | 250 | 500
203996921 | ARMSTRONG AIR | A95DF1E090C16*-** | 88000 | 95% | Yes | 100 | 200 | 150 | 300 | 200 | 400 | 250 | 500
201693092 | ARMSTRONG AIR | A95DF1E110C20-* | 110000 | 95% | Yes | 100 | 200 | 150 | 300 | 200 | 400 | 250 | 500
201693104 | ARMSTRONG AIR | A95UH1E110C20-* | 110000 | 95% | Yes | 100 | 200 | 150 | 300 | 200 | 400 | 250 | 500
203996917 | ARMSTRONG AIR | A95UH1E110C20*-** | 110000 | 95% | Yes | 100 | 200 | 150 | 300 | 200 | 400 | 250 | 500
203996922 | ARMSTRONG AIR | A95DF1E110C20*-** | 110000 | 95% | Yes | 100 | 200 | 150 | 300 | 200 | 400 | 250 | 500
201693108 | ARMSTRONG AIR | A95UH1E135D20-* | 132000 | 95% | Yes | 100 | 200 | 150 | 300 | 200 | 400 | 250 | 500
203996918 | ARMSTRONG AIR | A95UH1E135D20*-** | 132000 | 95% | Yes | 100 | 200 | 150 | 300 | 200 | 400 | 250 | 500
201710533 | ARMSTRONG AIR | A96UH2E030B08*-* | 30000 | 96% | Yes | 100 | 200 | 200 | 400 | 200 | 400 | 250 | 500
201705429 | ARMSTRONG AIR | A97USMV135D20S-* | 132000 | 97% | Yes | 100 | 200 | 200 | 400 | 200 | 400 | 250 | 500
201695944 | ARMSTRONG AIR | A96US2V045B12S-* | 44000 | 96% | Yes | 100 | 200 | 200 | 400 | 200 | 400 | 250 | 500
201695955 | ARMSTRONG AIR | A96DS2V045B12S-* | 44000 | 96% | Yes | 100 | 200 | 200 | 400 | 200 | 400 | 250 | 500
201710515 | ARMSTRONG AIR | A96UH2E045B12*-* | 44000 | 96% | Yes | 100 | 200 | 200 | 400 | 200 | 400 | 250 | 500
201710525 | ARMSTRONG AIR | A96DF2E045B12*-* | 44000 | 96% | Yes | 100 | 200 | 200 | 400 | 200 | 400 | 250 | 500
201870444 | ARMSTRONG AIR | A97US2V060B12X-** | 60000 | 97.5% | Yes | 100 | 200 | 200 | 400 | 200 | 400 | 250 | 500
201870438 | ARMSTRONG AIR | A97US2V040B12X-*-* | 40000 | 97.5% | Yes | 100 | 200 | 200 | 400 | 200 | 400 | 250 | 500
201705421 | ARMSTRONG AIR | A97USMV070B12S-* | 66000 | 97% | Yes | 100 | 200 | 200 | 400 | 200 | 400 | 250 | 500
201705431 | ARMSTRONG AIR | A97DSMV070B12S-* | 66000 | 97% | Yes | 100 | 200 | 200 | 400 | 200 | 400 | 250 | 500
201695946 | ARMSTRONG AIR | A96US2V070B12S-* | 66000 | 96% | Yes | 100 | 200 | 200 | 400 | 200 | 400 | 250 | 500
201695957 | ARMSTRONG AIR | A96DS2V070B16S-* | 66000 | 96% | Yes | 100 | 200 | 200 | 400 | 200 | 400 | 250 | 500
201710517 | ARMSTRONG AIR | A96UH2E070B12*-* | 66000 | 96% | Yes | 100 | 200 | 200 | 400 | 200 | 400 | 250 | 500
201710527 | ARMSTRONG AIR | A96DF2E070B16*-* | 66000 | 96% | Yes | 100 | 200 | 200 | 400 | 200 | 400 | 250 | 500
201870446 | ARMSTRONG AIR | A97US2V080C16X-*-* | 80000 | 97.5% | Yes | 100 | 200 | 200 | 400 | 200 | 400 | 250 | 500
201870448 | ARMSTRONG AIR | A97US2V080C20X-*-* | 80000 | 97.5% | Yes | 100 | 200 | 200 | 400 | 200 | 400 | 250 | 500
203999090 | ARMSTRONG AIR | A97US2V080C20X-* | 80000 | 97.5% | Yes | 100 | 200 | 200 | 400 | 200 | 400 | 250 | 500
201705423 | ARMSTRONG AIR | A97USMV090C16S-* | 88000 | 97% | Yes | 100 | 200 | 200 | 400 | 200 | 400 | 250 | 500
201705425 | ARMSTRONG AIR | A97USMV090C20S-* | 88000 | 97% | Yes | 100 | 200 | 200 | 400 | 200 | 400 | 250 | 500
201705433 | ARMSTRONG AIR | A97DSMV090C16S-* | 88000 | 97% | Yes | 100 | 200 | 200 | 400 | 200 | 400 | 250 | 500
201705435 | ARMSTRONG AIR | A97DSMV090C20S-* | 88000 | 97% | Yes | 100 | 200 | 200 | 400 | 200 | 400 | 250 | 500
201705439 | ARMSTRONG AIR | A97USMV090C12S-* | 88000 | 97% | Yes | 100 | 200 | 200 | 400 | 200 | 400 | 250 | 500
201695961 | ARMSTRONG AIR | A96US2V090C12S-* | 88000 | 96% | Yes | 100 | 200 | 200 | 400 | 200 | 400 | 250 | 500
201695965 | ARMSTRONG AIR | A96DS2V090C20S-* | 88000 | 96% | Yes | 100 | 200 | 200 | 400 | 200 | 400 | 250 | 500
201695967 | ARMSTRONG AIR | A96US2V090C20S-* | 88000 | 96% | Yes | 100 | 200 | 200 | 400 | 200 | 400 | 250 | 500
201696026 | ARMSTRONG AIR | A96US2V090C16*-* | 88000 | 96% | Yes | 100 | 200 | 200 | 400 | 200 | 400 | 250 | 500
201710519 | ARMSTRONG AIR | A96UH2E090C16*-* | 88000 | 96% | Yes | 100 | 200 | 200 | 400 | 200 | 400 | 250 | 500
201710529 | ARMSTRONG AIR | A96DF2E090C16*-* | 88000 | 96% | Yes | 100 | 200 | 200 | 400 | 200 | 400 | 250 | 500
203999085 | ARMSTRONG AIR | A96US2V090C20-* | 88000 | 96% | Yes | 100 | 200 | 200 | 400 | 200 | 400 | 250 | 500
203999088 | ARMSTRONG AIR | A96DS2V090C20-* | 88000 | 96% | Yes | 100 | 200 | 200 | 400 | 200 | 400 | 250 | 500
201705427 | ARMSTRONG AIR | A97USMV110C20S-* | 110000 | 97% | Yes | 100 | 200 | 200 | 400 | 200 | 400 | 250 | 500
201705437 | ARMSTRONG AIR | A97DSMV110C20S-* | 110000 | 97% | Yes | 100 | 200 | 200 | 400 | 200 | 400 | 250 | 500
201695951 | ARMSTRONG AIR | A96US2V110C20S-* | 110000 | 96% | Yes | 100 | 200 | 200 | 400 | 200 | 400 | 250 | 500
201695953 | ARMSTRONG AIR | A96US2V110C16S-* | 110000 | 96% | Yes | 100 | 200 | 200 | 400 | 200 | 400 | 250 | 500
201695959 | ARMSTRONG AIR | A96DS2V110C20S-* | 110000 | 96% | Yes | 100 | 200 | 200 | 400 | 200 | 400 | 250 | 500
201710521 | ARMSTRONG AIR | A96UH2E110C20*-* | 110000 | 96% | Yes | 100 | 200 | 200 | 400 | 200 | 400 | 250 | 500
201710531 | ARMSTRONG AIR | A96DF2E110C20*-* | 110000 | 96% | Yes | 100 | 200 | 200 | 400 | 200 | 400 | 250 | 500
203999086 | ARMSTRONG AIR | A96US2V110C20-* | 110000 | 96% | Yes | 100 | 200 | 200 | 400 | 200 | 400 | 250 | 500
203999089 | ARMSTRONG AIR | A96DS2V110C20-* | 110000 | 96% | Yes | 100 | 200 | 200 | 400 | 200 | 400 | 250 | 500
201695948 | ARMSTRONG AIR | A96US2V135D20S-* | 132000 | 96% | Yes | 100 | 200 | 200 | 400 | 200 | 400 | 250 | 500
203999087 | ARMSTRONG AIR | A96US2V135D20-* | 132000 | 96% | Yes | 100 | 200 | 200 | 400 | 200 | 400 | 250 | 500
206800735 | ARMSTRONG AIR | A93UH1E045B12A* | 44000 | 93% | Yes | 100 | 200 | 100 | 200 | 200 | 400 | 250 | 500
213350268 | ARMSTRONG AIR | A97US2V045B12S-*-* | 44000 | 97% | Yes | 100 | 200 | 200 | 400 | 200 | 400 | 250 | 500
213350270 | ARMSTRONG AIR | A97US2V070B12S-*-* | 66000 | 97% | Yes | 100 | 200 | 200 | 400 | 200 | 400 | 250 | 500
213350272 | ARMSTRONG AIR | A97US2V090C12S-*-* | 88000 | 97% | Yes | 100 | 200 | 200 | 400 | 200 | 400 | 250 | 500
213350274 | ARMSTRONG AIR | A97US2V090C16S-*-* | 88000 | 97% | Yes | 100 | 200 | 200 | 400 | 200 | 400 | 250 | 500
213350276 | ARMSTRONG AIR | A97US2V090C20S-*-* | 88000 | 97% | Yes | 100 | 200 | 200 | 400 | 200 | 400 | 250 | 500
213350278 | ARMSTRONG AIR | A97US2V110C16S-*-* | 110000 | 97% | Yes | 100 | 200 | 200 | 400 | 200 | 400 | 250 | 500
213350280 | ARMSTRONG AIR | A97US2V110C20S-*-* | 110000 | 97% | Yes | 100 | 200 | 200 | 400 | 200 | 400 | 250 | 500
213350282 | ARMSTRONG AIR | A97US2V135D20S-*-* | 132000 | 97% | Yes | 100 | 200 | 200 | 400 | 200 | 400 | 250 | 500
213350284 | ARMSTRONG AIR | A97DS2V045B12S-*-* | 44000 | 97% | Yes | 100 | 200 | 200 | 400 | 200 | 400 | 250 | 500
213350286 | ARMSTRONG AIR | A97DS2V070B16S-*-* | 66000 | 97% | Yes | 100 | 200 | 200 | 400 | 200 | 400 | 250 | 500
213350288 | ARMSTRONG AIR | A97DS2V090C20S-*-* | 88000 | 97% | Yes | 100 | 200 | 200 | 400 | 200 | 400 | 250 | 500
213350290 | ARMSTRONG AIR | A97DS2V110C20S-*-* | 110000 | 97% | Yes | 100 | 200 | 200 | 400 | 200 | 400 | 250 | 500
213809925 | ARMSTRONG AIR | A98USMV070B12S -* | 66000 | 98% | Yes | 100 | 200 | 200 | 400 | 200 | 400 | 250 | 500
213809926 | ARMSTRONG AIR | A98USMV090C12S -* | 88000 | 98% | Yes | 100 | 200 | 200 | 400 | 200 | 400 | 250 | 500
213809927 | ARMSTRONG AIR | A98USMV090C16S -* | 88000 | 98% | Yes | 100 | 200 | 200 | 400 | 200 | 400 | 250 | 500
209191283 | ARMSTRONG AIR | A96DF1E045B12-** | 44000 | 96.1% | Yes | 100 | 200 | 200 | 400 | 200 | 400 | 250 | 500
209191285 | ARMSTRONG AIR | A96DF1E070B16-** | 66000 | 96.1% | Yes | 100 | 200 | 200 | 400 | 200 | 400 | 250 | 500
209191287 | ARMSTRONG AIR | A96DF1E090C16-** | 88000 | 96.1% | Yes | 100 | 200 | 200 | 400 | 200 | 400 | 250 | 500
209191289 | ARMSTRONG AIR | A96DF1E110C20-** | 110000 | 96% | Yes | 100 | 200 | 200 | 400 | 200 | 400 | 250 | 500
209191292 | ARMSTRONG AIR | A96UH1E030B12-** | 30000 | 96% | Yes | 100 | 200 | 200 | 400 | 200 | 400 | 250 | 500
209191293 | ARMSTRONG AIR | A96UH1E045B12-** | 44000 | 96.6% | Yes | 100 | 200 | 200 | 400 | 200 | 400 | 250 | 500
209191295 | ARMSTRONG AIR | A96UH1E070B12-** | 66000 | 96.1% | Yes | 100 | 200 | 200 | 400 | 200 | 400 | 250 | 500
209191297 | ARMSTRONG AIR | A96UH1E090C16-** | 88000 | 96.3% | Yes | 100 | 200 | 200 | 400 | 200 | 400 | 250 | 500
209191299 | ARMSTRONG AIR | A96UH1E110C20-** | 110000 | 96.4% | Yes | 100 | 200 | 200 | 400 | 200 | 400 | 250 | 500
209191301 | ARMSTRONG AIR | A96UH1E135D20-** | 132000 | 96% | Yes | 100 | 200 | 200 | 400 | 200 | 400 | 250 | 500
213433330 | ARMSTRONG AIR | A97DF2E045B12-** | 44000 | 97% | Yes | 100 | 200 | 200 | 400 | 200 | 400 | 250 | 500
213433332 | ARMSTRONG AIR | A97DF2E070B16-** | 66000 | 97% | Yes | 100 | 200 | 200 | 400 | 200 | 400 | 250 | 500
213433334 | ARMSTRONG AIR | A97DF2E090C16-** | 88000 | 97% | Yes | 100 | 200 | 200 | 400 | 200 | 400 | 250 | 500
213433336 | ARMSTRONG AIR | A97DF2E110C20-** | 110000 | 97% | Yes | 100 | 200 | 200 | 400 | 200 | 400 | 250 | 500
213433337 | ARMSTRONG AIR | A97UH2E045B12-** | 44000 | 97% | Yes | 100 | 200 | 200 | 400 | 200 | 400 | 250 | 500
213433339 | ARMSTRONG AIR | A97UH2E070B12-** | 66000 | 97% | Yes | 100 | 200 | 200 | 400 | 200 | 400 | 250 | 500
213433341 | ARMSTRONG AIR | A97UH2E090C16-** | 88000 | 97% | Yes | 100 | 200 | 200 | 400 | 200 | 400 | 250 | 500
213433343 | ARMSTRONG AIR | A97UH2E110C20-** | 110000 | 97% | Yes | 100 | 200 | 200 | 400 | 200 | 400 | 250 | 500
213499801 | ARMSTRONG AIR | A97UH2E030B08S-** | 30000 | 97% | Yes | 100 | 200 | 200 | 400 | 200 | 400 | 250 | 500
213809928 | ARMSTRONG AIR | A98USMV090C20S -* | 88000 | 98% | Yes | 100 | 200 | 200 | 400 | 200 | 400 | 250 | 500
213809929 | ARMSTRONG AIR | A98USMV110C20S -* | 110000 | 98% | Yes | 100 | 200 | 200 | 400 | 200 | 400 | 250 | 500
213809930 | ARMSTRONG AIR | A98USMV135D20S -* | 132000 | 98% | Yes | 100 | 200 | 200 | 400 | 200 | 400 | 250 | 500
201707060 | ARMSTRONG AIRE | A95DF2E045B12*-* | 44000 | 95% | Yes | 100 | 200 | 150 | 300 | 200 | 400 | 250 | 500
201707062 | ARMSTRONG AIRE | A95DF2E070B16*-* | 66000 | 95% | Yes | 100 | 200 | 150 | 300 | 200 | 400 | 250 | 500
201707064 | ARMSTRONG AIRE | A95DF2E090C16*-* | 88000 | 95% | Yes | 100 | 200 | 150 | 300 | 200 | 400 | 250 | 500
201707066 | ARMSTRONG AIRE | A95DF2E110C20*-* | 110000 | 95% | Yes | 100 | 200 | 150 | 300 | 200 | 400 | 250 | 500
201707058 | ARMSTRONG AIRE | A95UH2E135D20*-* | 132000 | 95% | Yes | 100 | 200 | 150 | 300 | 200 | 400 | 250 | 500
213769891 | Bladex | BLGH96M060B3B | 60000 | 96% | Yes | 100 | 200 | 200 | 400 | 200 | 400 | 250 | 500
213769892 | Bladex | BLGH96M080B3B | 80000 | 96% | Yes | 100 | 200 | 200 | 400 | 200 | 400 | 250 | 500
203330688 | BLUERIDGE | BG921UH045BP08-* | 44000 | 92.1% | No | 100 | 200 | 0 | 0 | 100 | 200 | 250 | 500
203330692 | BLUERIDGE | BG951UH045BP08-* | 44000 | 95% | No | 100 | 200 | 0 | 0 | 100 | 200 | 250 | 500
203330690 | BLUERIDGE | BG921UH090CP12-* | 88000 | 92.1% | No | 100 | 200 | 0 | 0 | 100 | 200 | 250 | 500
203330691 | BLUERIDGE | BG921UH090CP16-* | 88000 | 92.1% | No | 100 | 200 | 0 | 0 | 100 | 200 | 250 | 500
203330693 | BLUERIDGE | BG951UH070BP12-* | 66000 | 95% | No | 100 | 200 | 0 | 0 | 100 | 200 | 250 | 500
203330689 | BLUERIDGE | BG921UH070BP12-* | 66000 | 92.1% | No | 100 | 200 | 0 | 0 | 100 | 200 | 250 | 500
203330694 | BLUERIDGE | BG951UH090CP12-* | 88000 | 95% | No | 100 | 200 | 0 | 0 | 100 | 200 | 250 | 500
203330695 | BLUERIDGE | BG951UH090CP16-* | 88000 | 95% | No | 100 | 200 | 0 | 0 | 100 | 200 | 250 | 500
203330696 | BLUERIDGE | BG951UH110CP20-* | 110000 | 95% | No | 100 | 200 | 0 | 0 | 100 | 200 | 250 | 500
203330697 | BLUERIDGE | BG951UH135DP20-* | 132000 | 95% | No | 100 | 200 | 0 | 0 | 100 | 200 | 250 | 500
203330698 | BLUERIDGE | BG951UH045BE12-* | 44000 | 95% | Yes | 100 | 200 | 150 | 300 | 200 | 400 | 250 | 500
203305154 | BLUERIDGE | BG952UH070BV12-* | 66000 | 95% | Yes | 100 | 200 | 150 | 300 | 200 | 400 | 250 | 500
203330699 | BLUERIDGE | BG951UH070BE12-* | 66000 | 95% | Yes | 100 | 200 | 150 | 300 | 200 | 400 | 250 | 500
203305155 | BLUERIDGE | BG952UH090CV12-* | 88000 | 95% | Yes | 100 | 200 | 150 | 300 | 200 | 400 | 250 | 500
203305156 | BLUERIDGE | BG952UH090CV20-* | 88000 | 95% | Yes | 100 | 200 | 150 | 300 | 200 | 400 | 250 | 500
203330700 | BLUERIDGE | BG951UH090CE16-* | 88000 | 95% | Yes | 100 | 200 | 150 | 300 | 200 | 400 | 250 | 500
203305157 | BLUERIDGE | BG952UH110CV20-* | 110000 | 95% | Yes | 100 | 200 | 150 | 300 | 200 | 400 | 250 | 500
203330701 | BLUERIDGE | BG951UH110CE20-* | 110000 | 95% | Yes | 100 | 200 | 150 | 300 | 200 | 400 | 250 | 500
203330712 | BLUERIDGE | BG961UH045BE12 | 44000 | 96.4% | Yes | 100 | 200 | 200 | 400 | 200 | 400 | 250 | 500
203330713 | BLUERIDGE | BG961UH070BE12 | 66000 | 96.1% | Yes | 100 | 200 | 200 | 400 | 200 | 400 | 250 | 500
203330714 | BLUERIDGE | BG961UH090CE16 | 88000 | 96.3% | Yes | 100 | 200 | 200 | 400 | 200 | 400 | 250 | 500
203330715 | BLUERIDGE | BG961UH110CE20 | 110000 | 96.4% | Yes | 100 | 200 | 200 | 400 | 200 | 400 | 250 | 500
202534079 | BOSCH | BGH96M060B3A | 60000 | 96% | Yes | 100 | 200 | 200 | 400 | 200 | 400 | 250 | 500
202534080 | BOSCH | BGH96M080B3A | 80000 | 96% | Yes | 100 | 200 | 200 | 400 | 200 | 400 | 250 | 500
202534081 | BOSCH | BGH96M080C4A | 80000 | 96% | Yes | 100 | 200 | 200 | 400 | 200 | 400 | 250 | 500
202534082 | BOSCH | BGH96M100C5A | 100000 | 96% | Yes | 100 | 200 | 200 | 400 | 200 | 400 | 250 | 500
202534083 | BOSCH | BGH96M100D5A | 100000 | 96% | Yes | 100 | 200 | 200 | 400 | 200 | 400 | 250 | 500
202534084 | BOSCH | BGH96M120D5A | 120000 | 96% | Yes | 100 | 200 | 200 | 400 | 200 | 400 | 250 | 500
207454626 | BOSCH | BGH96M060B3B | 60000 | 96% | Yes | 100 | 200 | 200 | 400 | 200 | 400 | 250 | 500
207454627 | BOSCH | BGH96M080B3B | 80000 | 96% | Yes | 100 | 200 | 200 | 400 | 200 | 400 | 250 | 500
207454628 | BOSCH | BGH96M080C4B | 80000 | 96% | Yes | 100 | 200 | 200 | 400 | 200 | 400 | 250 | 500
207454629 | BOSCH | BGH96M100C5B | 100000 | 96% | Yes | 100 | 200 | 200 | 400 | 200 | 400 | 250 | 500
207454630 | BOSCH | BGH96M100D5B | 100000 | 96% | Yes | 100 | 200 | 200 | 400 | 200 | 400 | 250 | 500
207454631 | BOSCH | BGH96M120D5B | 120000 | 96% | Yes | 100 | 200 | 200 | 400 | 200 | 400 | 250 | 500
213355325 | Breeze33 | 96G2DF045BE12-* | 44000 | 96% | Yes | 100 | 200 | 200 | 400 | 200 | 400 | 250 | 500
213355326 | Breeze33 | 96G2DF070BE16-* | 66000 | 96% | Yes | 100 | 200 | 200 | 400 | 200 | 400 | 250 | 500
213355327 | Breeze33 | 96G2DF090CE16-* | 88000 | 96% | Yes | 100 | 200 | 200 | 400 | 200 | 400 | 250 | 500
213355328 | Breeze33 | 96G2DF110CE20-* | 110000 | 96% | Yes | 100 | 200 | 200 | 400 | 200 | 400 | 250 | 500
213355471 | Breeze33 | 96G1DF110CE20-* | 110000 | 96.1% | Yes | 100 | 200 | 200 | 400 | 200 | 400 | 250 | 500
201704350 | BROAN | KG7SC 038D-23A | 38000 | 92.1% | No | 100 | 200 | 0 | 0 | 100 | 200 | 250 | 500
201703152 | BROAN | FG7SC 038D-23A | 38000 | 92.1% | No | 100 | 200 | 0 | 0 | 100 | 200 | 250 | 500
201714158 | BROAN | KG7SC 038D-23A* | 38000 | 92.1% | No | 100 | 200 | 0 | 0 | 100 | 200 | 250 | 500
201713025 | BROAN | FG7SC 038D-23A* | 38000 | 92.1% | No | 100 | 200 | 0 | 0 | 100 | 200 | 250 | 500
201714319 | BROAN | KG7SD 038D-24B* | 38000 | 95% | No | 100 | 200 | 0 | 0 | 100 | 200 | 250 | 500
201704511 | BROAN | KG7SD 038D-24B | 38000 | 95% | No | 100 | 200 | 0 | 0 | 100 | 200 | 250 | 500
201713151 | BROAN | FG7SD 038D-24B* | 38000 | 95% | No | 100 | 200 | 0 | 0 | 100 | 200 | 250 | 500
201703278 | BROAN | FG7SD 038D-24B | 38000 | 95% | No | 100 | 200 | 0 | 0 | 100 | 200 | 250 | 500
201703170 | BROAN | FG7SC 054D-24B | 54000 | 92.1% | No | 100 | 200 | 0 | 0 | 100 | 200 | 250 | 500
201713000 | BROAN | M4RC 054D-24B* | 54000 | 92.1% | No | 100 | 200 | 0 | 0 | 100 | 200 | 250 | 500
201704764 | BROAN | KG7SL 054D-24B | 54000 | 92.1% | No | 100 | 200 | 0 | 0 | 100 | 200 | 250 | 500
201713043 | BROAN | FG7SC 054D-24B* | 54000 | 92.1% | No | 100 | 200 | 0 | 0 | 100 | 200 | 250 | 500
201714204 | BROAN | KG7SC 072D-24B* | 72000 | 92.1% | No | 100 | 200 | 0 | 0 | 100 | 200 | 250 | 500
201714227 | BROAN | KG7SC 072D-35C* | 72000 | 92.1% | No | 100 | 200 | 0 | 0 | 100 | 200 | 250 | 500
201713457 | BROAN | FG7SL 072D-24B* | 72000 | 92.1% | No | 100 | 200 | 0 | 0 | 100 | 200 | 250 | 500
201714480 | BROAN | KG7SL 072D-24B* | 72000 | 92.1% | No | 100 | 200 | 0 | 0 | 100 | 200 | 250 | 500
201703961 | BROAN | M4RC 072D-35C | 72000 | 92.1% | No | 100 | 200 | 0 | 0 | 100 | 200 | 250 | 500
201704396 | BROAN | KG7SC 072D-24B | 72000 | 92.1% | No | 100 | 200 | 0 | 0 | 100 | 200 | 250 | 500
201703188 | BROAN | FG7SC 072D-24B | 72000 | 92.1% | No | 100 | 200 | 0 | 0 | 100 | 200 | 250 | 500
201703206 | BROAN | FG7SC 072D-35C | 72000 | 92.1% | No | 100 | 200 | 0 | 0 | 100 | 200 | 250 | 500
201713005 | BROAN | M4RC 072D-35C* | 72000 | 92.1% | No | 100 | 200 | 0 | 0 | 100 | 200 | 250 | 500
201704787 | BROAN | KG7SL 072D-24B | 72000 | 92.1% | No | 100 | 200 | 0 | 0 | 100 | 200 | 250 | 500
201713439 | BROAN | FG7SL 054D-24B* | 54000 | 92.1% | No | 100 | 200 | 0 | 0 | 100 | 200 | 250 | 500
201714457 | BROAN | KG7SL 054D-24B* | 54000 | 92.1% | No | 100 | 200 | 0 | 0 | 100 | 200 | 250 | 500
201703956 | BROAN | M4RC 054D-24B | 54000 | 92.1% | No | 100 | 200 | 0 | 0 | 100 | 200 | 250 | 500
201704373 | BROAN | KG7SC 054D-24B | 54000 | 92.1% | No | 100 | 200 | 0 | 0 | 100 | 200 | 250 | 500
201704419 | BROAN | KG7SC 072D-35C | 72000 | 92.1% | No | 100 | 200 | 0 | 0 | 100 | 200 | 250 | 500
201703991 | BROAN | M7RL 045A *** | 45000 | 95.1% | No | 100 | 200 | 0 | 0 | 100 | 200 | 250 | 500
201702950 | BROAN | CMF95 045 | 45000 | 95.1% | No | 100 | 200 | 0 | 0 | 100 | 200 | 250 | 500
201714342 | BROAN | KG7SD 054D-24B* | 54000 | 95% | No | 100 | 200 | 0 | 0 | 100 | 200 | 250 | 500
201713511 | BROAN | FG7SM 054D-24B* | 54000 | 95% | No | 100 | 200 | 0 | 0 | 100 | 200 | 250 | 500
201714549 | BROAN | KG7SM 054D-24B* | 54000 | 95% | No | 100 | 200 | 0 | 0 | 100 | 200 | 250 | 500
201704534 | BROAN | KG7SD 054D-24B | 54000 | 95% | No | 100 | 200 | 0 | 0 | 100 | 200 | 250 | 500
201713187 | BROAN | FG7SD 054D-24B* | 54000 | 95% | No | 100 | 200 | 0 | 0 | 100 | 200 | 250 | 500
201703296 | BROAN | FG7SD 054D-24B | 54000 | 95% | No | 100 | 200 | 0 | 0 | 100 | 200 | 250 | 500
201704856 | BROAN | KG7SM 054D-24B | 54000 | 95% | No | 100 | 200 | 0 | 0 | 100 | 200 | 250 | 500
201703548 | BROAN | FG7SM 054D-24B | 54000 | 95% | No | 100 | 200 | 0 | 0 | 100 | 200 | 250 | 500
201714181 | BROAN | KG7SC 054D-24B* | 54000 | 92.1% | No | 100 | 200 | 0 | 0 | 100 | 200 | 250 | 500
201703476 | BROAN | FG7SL 054D-24B | 54000 | 92.1% | No | 100 | 200 | 0 | 0 | 100 | 200 | 250 | 500
201713475 | BROAN | FG7SL 090D-35C* | 90000 | 92.1% | No | 100 | 200 | 0 | 0 | 100 | 200 | 250 | 500
201714503 | BROAN | KG7SL 090D-35C* | 90000 | 92.1% | No | 100 | 200 | 0 | 0 | 100 | 200 | 250 | 500
201703966 | BROAN | M4RC 090D-35C | 90000 | 92.1% | No | 100 | 200 | 0 | 0 | 100 | 200 | 250 | 500
201703976 | BROAN | M4RL 090D-35C | 90000 | 92.1% | No | 100 | 200 | 0 | 0 | 100 | 200 | 250 | 500
201704442 | BROAN | KG7SC 090D-35C | 90000 | 92.1% | No | 100 | 200 | 0 | 0 | 100 | 200 | 250 | 500
201713097 | BROAN | FG7SC 090D-35C* | 90000 | 92.1% | No | 100 | 200 | 0 | 0 | 100 | 200 | 250 | 500
201714296 | BROAN | KG7SC 120D-45D* | 120000 | 92.1% | No | 100 | 200 | 0 | 0 | 100 | 200 | 250 | 500
201713493 | BROAN | FG7SL 120D-45D* | 120000 | 92.1% | No | 100 | 200 | 0 | 0 | 100 | 200 | 250 | 500
201714526 | BROAN | KG7SL 120D-45D* | 120000 | 92.1% | No | 100 | 200 | 0 | 0 | 100 | 200 | 250 | 500
201713133 | BROAN | FG7SC 120D-45D* | 120000 | 92.1% | No | 100 | 200 | 0 | 0 | 100 | 200 | 250 | 500
201704488 | BROAN | KG7SC 120D-45D | 120000 | 92.1% | No | 100 | 200 | 0 | 0 | 100 | 200 | 250 | 500
201703260 | BROAN | FG7SC 120D-45D | 120000 | 92.1% | No | 100 | 200 | 0 | 0 | 100 | 200 | 250 | 500
201704833 | BROAN | KG7SL 120D-45D | 120000 | 92.1% | No | 100 | 200 | 0 | 0 | 100 | 200 | 250 | 500
201703494 | BROAN | FG7SL 072D-24B | 72000 | 92.1% | No | 100 | 200 | 0 | 0 | 100 | 200 | 250 | 500
201713061 | BROAN | FG7SC 072D-24B* | 72000 | 92.1% | No | 100 | 200 | 0 | 0 | 100 | 200 | 250 | 500
201713079 | BROAN | FG7SC 072D-35C* | 72000 | 92.1% | No | 100 | 200 | 0 | 0 | 100 | 200 | 250 | 500
201703566 | BROAN | FG7SM 072D-35C | 72000 | 95% | No | 100 | 200 | 0 | 0 | 100 | 200 | 250 | 500
201714365 | BROAN | KG7SD 072D-35C* | 72000 | 95% | No | 100 | 200 | 0 | 0 | 100 | 200 | 250 | 500
201713529 | BROAN | FG7SM 072D-35C* | 72000 | 95% | No | 100 | 200 | 0 | 0 | 100 | 200 | 250 | 500
201714572 | BROAN | KG7SM 072D-35C* | 72000 | 95% | No | 100 | 200 | 0 | 0 | 100 | 200 | 250 | 500
201704557 | BROAN | KG7SD 072D-35C | 72000 | 95% | No | 100 | 200 | 0 | 0 | 100 | 200 | 250 | 500
201713205 | BROAN | FG7SD 072D-35C* | 72000 | 95% | No | 100 | 200 | 0 | 0 | 100 | 200 | 250 | 500
201703314 | BROAN | FG7SD 072D-35C | 72000 | 95% | No | 100 | 200 | 0 | 0 | 100 | 200 | 250 | 500
201704879 | BROAN | KG7SM 072D-35C | 72000 | 95% | No | 100 | 200 | 0 | 0 | 100 | 200 | 250 | 500
201704001 | BROAN | M7RL 072A *** | 72000 | 95.1% | No | 100 | 200 | 0 | 0 | 100 | 200 | 250 | 500
201702955 | BROAN | CMF95 072 | 72000 | 95.1% | No | 100 | 200 | 0 | 0 | 100 | 200 | 250 | 500
201714250 | BROAN | KG7SC 090D-35C* | 90000 | 92.1% | No | 100 | 200 | 0 | 0 | 100 | 200 | 250 | 500
201703224 | BROAN | FG7SC 090D-35C | 90000 | 92.1% | No | 100 | 200 | 0 | 0 | 100 | 200 | 250 | 500
201704810 | BROAN | KG7SL 090D-35C | 90000 | 92.1% | No | 100 | 200 | 0 | 0 | 100 | 200 | 250 | 500
201713010 | BROAN | M4RC 090D-35C* | 90000 | 92.1% | No | 100 | 200 | 0 | 0 | 100 | 200 | 250 | 500
201713020 | BROAN | M4RL 090D-35C* | 90000 | 92.1% | No | 100 | 200 | 0 | 0 | 100 | 200 | 250 | 500
201703512 | BROAN | FG7SL 090D-35C | 90000 | 92.1% | No | 100 | 200 | 0 | 0 | 100 | 200 | 250 | 500
201703584 | BROAN | FG7SM 090D-35C | 90000 | 95% | No | 100 | 200 | 0 | 0 | 100 | 200 | 250 | 500
201714388 | BROAN | KG7SD 090D-35C* | 90000 | 95% | No | 100 | 200 | 0 | 0 | 100 | 200 | 250 | 500
201713547 | BROAN | FG7SM 090D-35C* | 90000 | 95% | No | 100 | 200 | 0 | 0 | 100 | 200 | 250 | 500
201714595 | BROAN | KG7SM 090D-35C* | 90000 | 95% | No | 100 | 200 | 0 | 0 | 100 | 200 | 250 | 500
201704580 | BROAN | KG7SD 090D-35C | 90000 | 95% | No | 100 | 200 | 0 | 0 | 100 | 200 | 250 | 500
201713241 | BROAN | FG7SD 090D-35C* | 90000 | 95% | No | 100 | 200 | 0 | 0 | 100 | 200 | 250 | 500
201703332 | BROAN | FG7SD 090D-35C | 90000 | 95% | No | 100 | 200 | 0 | 0 | 100 | 200 | 250 | 500
201704902 | BROAN | KG7SM 090D-35C | 90000 | 95% | No | 100 | 200 | 0 | 0 | 100 | 200 | 250 | 500
201714273 | BROAN | KG7SC 108D-45D* | 108000 | 92.1% | No | 100 | 200 | 0 | 0 | 100 | 200 | 250 | 500
201703971 | BROAN | M4RC 108D-45D | 108000 | 92.1% | No | 100 | 200 | 0 | 0 | 100 | 200 | 250 | 500
201704465 | BROAN | KG7SC 108D-45D | 108000 | 92.1% | No | 100 | 200 | 0 | 0 | 100 | 200 | 250 | 500
201713115 | BROAN | FG7SC 108D-45D* | 108000 | 92.1% | No | 100 | 200 | 0 | 0 | 100 | 200 | 250 | 500
201703242 | BROAN | FG7SC 108D-45D | 108000 | 92.1% | No | 100 | 200 | 0 | 0 | 100 | 200 | 250 | 500
201713015 | BROAN | M4RC 108D-45D* | 108000 | 92.1% | No | 100 | 200 | 0 | 0 | 100 | 200 | 250 | 500
201714411 | BROAN | KG7SD 108D-45D* | 108000 | 95% | No | 100 | 200 | 0 | 0 | 100 | 200 | 250 | 500
201704603 | BROAN | KG7SD 108D-45D | 108000 | 95% | No | 100 | 200 | 0 | 0 | 100 | 200 | 250 | 500
201703350 | BROAN | FG7SD 108D-45D | 108000 | 95% | No | 100 | 200 | 0 | 0 | 100 | 200 | 250 | 500
201713295 | BROAN | FG7SD 108D-45D* | 108000 | 95% | No | 100 | 200 | 0 | 0 | 100 | 200 | 250 | 500
201703602 | BROAN | FG7SM 118D-45D | 118000 | 95% | No | 100 | 200 | 0 | 0 | 100 | 200 | 250 | 500
201713565 | BROAN | FG7SM 118D-45D* | 118000 | 95% | No | 100 | 200 | 0 | 0 | 100 | 200 | 250 | 500
201714618 | BROAN | KG7SM 118D-45D* | 118000 | 95% | No | 100 | 200 | 0 | 0 | 100 | 200 | 250 | 500
201704925 | BROAN | KG7SM 118D-45D | 118000 | 95% | No | 100 | 200 | 0 | 0 | 100 | 200 | 250 | 500
201703530 | BROAN | FG7SL 120D-45D | 120000 | 92.1% | No | 100 | 200 | 0 | 0 | 100 | 200 | 250 | 500
201714434 | BROAN | KG7SD 120D-45D* | 120000 | 95% | No | 100 | 200 | 0 | 0 | 100 | 200 | 250 | 500
201704626 | BROAN | KG7SD 120D-45D | 120000 | 95% | No | 100 | 200 | 0 | 0 | 100 | 200 | 250 | 500
201713331 | BROAN | FG7SD 120D-45D* | 120000 | 95% | No | 100 | 200 | 0 | 0 | 100 | 200 | 250 | 500
201703368 | BROAN | FG7SD 120D-45D | 120000 | 95% | No | 100 | 200 | 0 | 0 | 100 | 200 | 250 | 500
201703996 | BROAN | M7RL 060A *** | 60000 | 95.1% | No | 100 | 200 | 0 | 0 | 100 | 200 | 250 | 500
205126704 | BROAN | MG3P-054U1*AB* | 54000 | 92.1% | Yes | 100 | 200 | 100 | 200 | 200 | 400 | 250 | 500
205078741 | BROAN | FG7SC-038D-T23A1 | 38000 | 92.1% | Yes | 100 | 200 | 100 | 200 | 200 | 400 | 250 | 500
205078746 | BROAN | KG7SC-038D-T23A1 | 38000 | 92.1% | Yes | 100 | 200 | 100 | 200 | 200 | 400 | 250 | 500
205126703 | BROAN | MG3P-054U1AAB* | 54000 | 92.1% | Yes | 100 | 200 | 100 | 200 | 200 | 400 | 250 | 500
205128894 | BROAN | FG7SL-072D-T24B* | 72000 | 92.1% | Yes | 100 | 200 | 100 | 200 | 200 | 400 | 250 | 500
205128897 | BROAN | KG7SL-072D-T24B* | 72000 | 92.1% | Yes | 100 | 200 | 100 | 200 | 200 | 400 | 250 | 500
205234657 | BROAN | FG7SC-072D-T35C* | 72000 | 92.1% | Yes | 100 | 200 | 100 | 200 | 200 | 400 | 250 | 500
205234660 | BROAN | KG7SC-072D-T35C* | 72000 | 92.1% | Yes | 100 | 200 | 100 | 200 | 200 | 400 | 250 | 500
205234670 | BROAN | MG3P-072U1AAC* | 72000 | 92.1% | Yes | 100 | 200 | 100 | 200 | 200 | 400 | 250 | 500
205234674 | BROAN | MG3P-072U1*AC* | 72000 | 92.1% | Yes | 100 | 200 | 100 | 200 | 200 | 400 | 250 | 500
204747325 | BROAN | FG7SC-054D-T24B* | 54000 | 92% | Yes | 100 | 200 | 100 | 200 | 200 | 400 | 250 | 500
204747330 | BROAN | KG7SC-054D-T24B* | 54000 | 92% | Yes | 100 | 200 | 100 | 200 | 200 | 400 | 250 | 500
205234646 | BROAN | KG7SC-108D-T45D* | 108000 | 92.1% | Yes | 100 | 200 | 100 | 200 | 200 | 400 | 250 | 500
205234678 | BROAN | MG3P-108U1AAD* | 108000 | 92.1% | Yes | 100 | 200 | 100 | 200 | 200 | 400 | 250 | 500
205147061 | BROAN | FG7SC-120D-T45D* | 120000 | 92.1% | Yes | 100 | 200 | 100 | 200 | 200 | 400 | 250 | 500
204835619 | BROAN | FG7SC-072D-T24B1 | 72000 | 92% | Yes | 100 | 200 | 100 | 200 | 200 | 400 | 250 | 500
204835622 | BROAN | KG7SC-072D-T24B1 | 72000 | 92% | Yes | 100 | 200 | 100 | 200 | 200 | 400 | 250 | 500
205126705 | BROAN | MG3P-090U1AAC* | 90000 | 92.1% | Yes | 100 | 200 | 100 | 200 | 200 | 400 | 250 | 500
205116241 | BROAN | FG7SC-090D-T35C1 | 90000 | 92.1% | Yes | 100 | 200 | 100 | 200 | 200 | 400 | 250 | 500
205126706 | BROAN | MG3P-090U1*AC* | 90000 | 92.1% | Yes | 100 | 200 | 100 | 200 | 200 | 400 | 250 | 500
205116247 | BROAN | KG7SC-090D-T35C1 | 90000 | 92.1% | Yes | 100 | 200 | 100 | 200 | 200 | 400 | 250 | 500
205234643 | BROAN | FG7SC-108D-T45D* | 108000 | 92.1% | Yes | 100 | 200 | 100 | 200 | 200 | 400 | 250 | 500
205234682 | BROAN | MG3P-108U1*AD* | 108000 | 92.1% | Yes | 100 | 200 | 100 | 200 | 200 | 400 | 250 | 500
205147064 | BROAN | KG7SC-120D-T45D* | 120000 | 92.1% | Yes | 100 | 200 | 100 | 200 | 200 | 400 | 250 | 500
205360225 | BROAN | FG7SD-038*-T24B1 | 38000 | 94% | Yes | 100 | 200 | 150 | 300 | 200 | 400 | 250 | 500
205360228 | BROAN | KG7SD-038*-T24B1 | 38000 | 94% | Yes | 100 | 200 | 150 | 300 | 200 | 400 | 250 | 500
205360217 | BROAN | FG7SD-038D-T24B1 | 38000 | 95% | Yes | 100 | 200 | 150 | 300 | 200 | 400 | 250 | 500
205360220 | BROAN | KG7SD-038D-T24B1 | 38000 | 95% | Yes | 100 | 200 | 150 | 300 | 200 | 400 | 250 | 500
202330101 | BROAN | KGSD 038D-23EB* | 38000 | 95% | Yes | 100 | 200 | 150 | 300 | 200 | 400 | 250 | 500
201713781 | BROAN | FG7SD 038D-23EB* | 38000 | 95% | Yes | 100 | 200 | 150 | 300 | 200 | 400 | 250 | 500
201713799 | BROAN | KG7SD 038D-23EB1 | 38000 | 95% | Yes | 100 | 200 | 150 | 300 | 200 | 400 | 250 | 500
205464010 | BROAN | FG7SM-054D-T24B* | 54000 | 95% | Yes | 100 | 200 | 150 | 300 | 200 | 400 | 250 | 500
205464013 | BROAN | KG7SM-054D-T24B* | 54000 | 95% | Yes | 100 | 200 | 150 | 300 | 200 | 400 | 250 | 500
205287718 | BROAN | CMF95-045T-PG | 45000 | 95% | Yes | 100 | 200 | 150 | 300 | 200 | 400 | 250 | 500
204600194 | BROAN | MG2R-045F1A*M* | 45000 | 95.1% | Yes | 100 | 200 | 150 | 300 | 200 | 400 | 250 | 500
204600212 | BROAN | MG2R-045T1A*M* | 45000 | 95.1% | Yes | 100 | 200 | 150 | 300 | 200 | 400 | 250 | 500
204600228 | BROAN | MG2R-045F1**M* | 45000 | 95.1% | Yes | 100 | 200 | 150 | 300 | 200 | 400 | 250 | 500
204600244 | BROAN | MG2R-045T1**M* | 45000 | 95.1% | Yes | 100 | 200 | 150 | 300 | 200 | 400 | 250 | 500
201706204 | BROAN | M7TL 045A *** | 45000 | 95.1% | Yes | 100 | 200 | 150 | 300 | 200 | 400 | 250 | 500
201711688 | BROAN | FG7SD 054D-23EB | 54000 | 95% | Yes | 100 | 200 | 150 | 300 | 200 | 400 | 250 | 500
201711778 | BROAN | KG7SD 054D-23EB | 54000 | 95% | Yes | 100 | 200 | 150 | 300 | 200 | 400 | 250 | 500
205147075 | BROAN | FG7SD-054D-T24B1 | 54000 | 95% | Yes | 100 | 200 | 150 | 300 | 200 | 400 | 250 | 500
205147078 | BROAN | KG7SD-054D-T24B1 | 54000 | 95% | Yes | 100 | 200 | 150 | 300 | 200 | 400 | 250 | 500
201714641 | BROAN | KG7SD 054D-23EB* | 54000 | 95% | Yes | 100 | 200 | 150 | 300 | 200 | 400 | 250 | 500
205282682 | BROAN | FG7SD-072D-T35C* | 72000 | 95% | Yes | 100 | 200 | 150 | 300 | 200 | 400 | 250 | 500
205282685 | BROAN | KG7SD-072D-T35C* | 72000 | 95% | Yes | 100 | 200 | 150 | 300 | 200 | 400 | 250 | 500
201703728 | BROAN | FG7TC 060*-*B* | 60000 | 95.1% | Yes | 100 | 200 | 150 | 300 | 200 | 400 | 250 | 500
201705086 | BROAN | KG7TC 060*-*B* | 60000 | 95.1% | Yes | 100 | 200 | 150 | 300 | 200 | 400 | 250 | 500
204600200 | BROAN | MG2R-060F1A*M* | 60000 | 95.1% | Yes | 100 | 200 | 150 | 300 | 200 | 400 | 250 | 500
204600217 | BROAN | MG2R-060T1A*M* | 60000 | 95.1% | Yes | 100 | 200 | 150 | 300 | 200 | 400 | 250 | 500
204600233 | BROAN | MG2R-060F1**M* | 60000 | 95.1% | Yes | 100 | 200 | 150 | 300 | 200 | 400 | 250 | 500
204600249 | BROAN | MG2R-060T1**M* | 60000 | 95.1% | Yes | 100 | 200 | 150 | 300 | 200 | 400 | 250 | 500
201710365 | BROAN | G7TC 060*-24B* | 60000 | 95.1% | Yes | 100 | 200 | 150 | 300 | 200 | 400 | 250 | 500
201706208 | BROAN | M7TL 060A *** | 60000 | 95.1% | Yes | 100 | 200 | 150 | 300 | 200 | 400 | 250 | 500
201711870 | BROAN | KG7SD 120D-35ED | 120000 | 94.3% | Yes | 100 | 200 | 150 | 300 | 200 | 400 | 250 | 500
204036998 | BROAN | KG7TC-060*-E24B1 | 60000 | 95% | Yes | 100 | 200 | 150 | 300 | 200 | 400 | 250 | 500
204037038 | BROAN | FG7TC-060*-V24B1 | 60000 | 95% | Yes | 100 | 200 | 150 | 300 | 200 | 400 | 250 | 500
204036807 | BROAN | KG7TC-060D-E24B1 | 60000 | 95% | Yes | 100 | 200 | 150 | 300 | 200 | 400 | 250 | 500
204036815 | BROAN | FG7TC-060D-V24B1 | 60000 | 95% | Yes | 100 | 200 | 150 | 300 | 200 | 400 | 250 | 500
201707615 | BROAN | R8HE-X24K060XA | 60000 | 95% | Yes | 100 | 200 | 150 | 300 | 200 | 400 | 250 | 500
201707621 | BROAN | R8HE-X30K060XA | 60000 | 95% | Yes | 100 | 200 | 150 | 300 | 200 | 400 | 250 | 500
201713169 | BROAN | FG7SD 054D-23EB* | 54000 | 95% | Yes | 100 | 200 | 150 | 300 | 200 | 400 | 250 | 500
205287722 | BROAN | CMF95-072T-PG | 72000 | 95% | Yes | 100 | 200 | 150 | 300 | 200 | 400 | 250 | 500
201714664 | BROAN | KG7SD 072D-35EC* | 72000 | 95% | Yes | 100 | 200 | 150 | 300 | 200 | 400 | 250 | 500
201713223 | BROAN | FG7SD 072D-35EC* | 72000 | 95% | Yes | 100 | 200 | 150 | 300 | 200 | 400 | 250 | 500
204037007 | BROAN | KG7TC-080*-E35C1 | 80000 | 95% | Yes | 100 | 200 | 150 | 300 | 200 | 400 | 250 | 500
204037044 | BROAN | FG7TC-080*-V35C1 | 80000 | 95% | Yes | 100 | 200 | 150 | 300 | 200 | 400 | 250 | 500
201711706 | BROAN | FG7SD 072D-35EC | 72000 | 95% | Yes | 100 | 200 | 150 | 300 | 200 | 400 | 250 | 500
201711801 | BROAN | KG7SD 072D-35EC | 72000 | 95% | Yes | 100 | 200 | 150 | 300 | 200 | 400 | 250 | 500
204036822 | BROAN | KG7TC-080D-E35C1 | 80000 | 95% | Yes | 100 | 200 | 150 | 300 | 200 | 400 | 250 | 500
204036830 | BROAN | FG7TC-080D-V35C1 | 80000 | 95% | Yes | 100 | 200 | 150 | 300 | 200 | 400 | 250 | 500
201707603 | BROAN | R8HE-X36K080XA | 80000 | 95% | Yes | 100 | 200 | 150 | 300 | 200 | 400 | 250 | 500
201707609 | BROAN | R8HE-X42K080XA | 80000 | 95% | Yes | 100 | 200 | 150 | 300 | 200 | 400 | 250 | 500
204600206 | BROAN | MG2R-072F1A*M* | 72000 | 95.1% | Yes | 100 | 200 | 150 | 300 | 200 | 400 | 250 | 500
204600222 | BROAN | MG2R-072T1A*M* | 72000 | 95.1% | Yes | 100 | 200 | 150 | 300 | 200 | 400 | 250 | 500
204600238 | BROAN | MG2R-072F1**M* | 72000 | 95.1% | Yes | 100 | 200 | 150 | 300 | 200 | 400 | 250 | 500
204600254 | BROAN | MG2R-072T1**M* | 72000 | 95.1% | Yes | 100 | 200 | 150 | 300 | 200 | 400 | 250 | 500
201706212 | BROAN | M7TL 072A *** | 72000 | 95.1% | Yes | 100 | 200 | 150 | 300 | 200 | 400 | 250 | 500
201705109 | BROAN | KG7TC 080*-*C* | 80000 | 95.1% | Yes | 100 | 200 | 150 | 300 | 200 | 400 | 250 | 500
201703746 | BROAN | FG7TC 080*-*C* | 80000 | 95.1% | Yes | 100 | 200 | 150 | 300 | 200 | 400 | 250 | 500
201710383 | BROAN | G7TC 080*-35C* | 80000 | 95.1% | Yes | 100 | 200 | 150 | 300 | 200 | 400 | 250 | 500
205360242 | BROAN | FG7SD-090*-T35C1 | 85000 | 94% | Yes | 100 | 200 | 150 | 300 | 200 | 400 | 250 | 500
205360246 | BROAN | KG7SD-090*-T35C1 | 85000 | 94% | Yes | 100 | 200 | 150 | 300 | 200 | 400 | 250 | 500
205360233 | BROAN | FG7SD-090D-T35C1 | 85000 | 95% | Yes | 100 | 200 | 150 | 300 | 200 | 400 | 250 | 500
205360237 | BROAN | KG7SD-090D-T35C1 | 85000 | 95% | Yes | 100 | 200 | 150 | 300 | 200 | 400 | 250 | 500
201711724 | BROAN | FG7SD 090D-35EC | 90000 | 95% | Yes | 100 | 200 | 150 | 300 | 200 | 400 | 250 | 500
201711824 | BROAN | KG7SD 090D-35EC | 90000 | 95% | Yes | 100 | 200 | 150 | 300 | 200 | 400 | 250 | 500
201714687 | BROAN | KG7SD 090D-35EC* | 90000 | 95% | Yes | 100 | 200 | 150 | 300 | 200 | 400 | 250 | 500
201713259 | BROAN | FG7SD 090D-35EC* | 90000 | 95% | Yes | 100 | 200 | 150 | 300 | 200 | 400 | 250 | 500
201707627 | BROAN | R8HE-X48K096XA | 96000 | 95% | Yes | 100 | 200 | 150 | 300 | 200 | 400 | 250 | 500
201707633 | BROAN | R8HE-X60K096XA | 96000 | 95% | Yes | 100 | 200 | 150 | 300 | 200 | 400 | 250 | 500
204036845 | BROAN | FG7TC-100D-V35C1 | 100000 | 95% | Yes | 100 | 200 | 150 | 300 | 200 | 400 | 250 | 500
204037016 | BROAN | KG7TC-100*-E35C1 | 100000 | 95% | Yes | 100 | 200 | 150 | 300 | 200 | 400 | 250 | 500
204037050 | BROAN | FG7TC-100*-V35C1 | 100000 | 95% | Yes | 100 | 200 | 150 | 300 | 200 | 400 | 250 | 500
204036837 | BROAN | KG7TC-100D-E35C1 | 100000 | 95% | Yes | 100 | 200 | 150 | 300 | 200 | 400 | 250 | 500
201704030 | BROAN | FG7TC 100*-*C* | 100000 | 95.1% | Yes | 100 | 200 | 150 | 300 | 200 | 400 | 250 | 500
201705132 | BROAN | KG7TC 100*-*C* | 100000 | 95.1% | Yes | 100 | 200 | 150 | 300 | 200 | 400 | 250 | 500
201710401 | BROAN | G7TC 100*-35C* | 100000 | 95.1% | Yes | 100 | 200 | 150 | 300 | 200 | 400 | 250 | 500
201711742 | BROAN | FG7SD 108D-35ED | 108000 | 95% | Yes | 100 | 200 | 150 | 300 | 200 | 400 | 250 | 500
201711847 | BROAN | KG7SD 108D-35ED | 108000 | 95% | Yes | 100 | 200 | 150 | 300 | 200 | 400 | 250 | 500
205281352 | BROAN | FG7SD-108D-T45D1 | 108000 | 95% | Yes | 100 | 200 | 150 | 300 | 200 | 400 | 250 | 500
205281355 | BROAN | KG7SD-108D-T45D1 | 108000 | 95% | Yes | 100 | 200 | 150 | 300 | 200 | 400 | 250 | 500
201714710 | BROAN | KG7SD 108D-35ED* | 108000 | 95% | Yes | 100 | 200 | 150 | 300 | 200 | 400 | 250 | 500
201713277 | BROAN | FG7SD 108D-35ED* | 108000 | 95% | Yes | 100 | 200 | 150 | 300 | 200 | 400 | 250 | 500
201711760 | BROAN | FG7SD 120D-35ED | 120000 | 94.3% | Yes | 100 | 200 | 150 | 300 | 200 | 400 | 250 | 500
201714733 | BROAN | KG7SD 120D-35ED* | 120000 | 94.3% | Yes | 100 | 200 | 150 | 300 | 200 | 400 | 250 | 500
201713313 | BROAN | FG7SD 120D-35ED* | 120000 | 94.3% | Yes | 100 | 200 | 150 | 300 | 200 | 400 | 250 | 500
204036851 | BROAN | KG7TC-120D-E45D1 | 120000 | 95% | Yes | 100 | 200 | 150 | 300 | 200 | 400 | 250 | 500
204037024 | BROAN | KG7TC-120*-E45D1 | 120000 | 95% | Yes | 100 | 200 | 150 | 300 | 200 | 400 | 250 | 500
201703764 | BROAN | FG7TC 120*-*D* | 120000 | 95.1% | Yes | 100 | 200 | 150 | 300 | 200 | 400 | 250 | 500
201705155 | BROAN | KG7TC 120*-*D* | 120000 | 95.1% | Yes | 100 | 200 | 150 | 300 | 200 | 400 | 250 | 500
201710419 | BROAN | G7TC 120*-45D* | 120000 | 95.1% | Yes | 100 | 200 | 150 | 300 | 200 | 400 | 250 | 500
203049587 | BROAN | MG2S-045F2ABM* | 45000 | 96% | Yes | 100 | 200 | 200 | 400 | 200 | 400 | 250 | 500
203049592 | BROAN | MG2S-045T2ABM* | 45000 | 96% | Yes | 100 | 200 | 200 | 400 | 200 | 400 | 250 | 500
204014406 | BROAN | MG2S-045F2*BM* | 45000 | 96% | Yes | 100 | 200 | 200 | 400 | 200 | 400 | 250 | 500
204014409 | BROAN | MG2S-045T2*BM* | 45000 | 96% | Yes | 100 | 200 | 200 | 400 | 200 | 400 | 250 | 500
203049599 | BROAN | MG2S-060F2ABM* | 60000 | 96% | Yes | 100 | 200 | 200 | 400 | 200 | 400 | 250 | 500
203049604 | BROAN | MG2S-060T2ABM* | 60000 | 96% | Yes | 100 | 200 | 200 | 400 | 200 | 400 | 250 | 500
204036982 | BROAN | FG7TE-060D-E24B1 | 60000 | 96% | Yes | 100 | 200 | 200 | 400 | 200 | 400 | 250 | 500
204036983 | BROAN | KG7TE-060D-E24B1 | 60000 | 96% | Yes | 100 | 200 | 200 | 400 | 200 | 400 | 250 | 500
204036984 | BROAN | KG7TN-060D-E24B1 | 60000 | 96% | Yes | 100 | 200 | 200 | 400 | 200 | 400 | 250 | 500
204036991 | BROAN | FG7TN-060D-V24B1 | 60000 | 96% | Yes | 100 | 200 | 200 | 400 | 200 | 400 | 250 | 500
202329932 | BROAN | FG7TE 060D-24B* | 60000 | 96% | Yes | 100 | 200 | 200 | 400 | 200 | 400 | 250 | 500
202329936 | BROAN | FG7TE 060D-VB* | 60000 | 96% | Yes | 100 | 200 | 200 | 400 | 200 | 400 | 250 | 500
202329964 | BROAN | FG7TN 060D-24B* | 60000 | 96% | Yes | 100 | 200 | 200 | 400 | 200 | 400 | 250 | 500
202329970 | BROAN | FG7TN 060D-VB* | 60000 | 96% | Yes | 100 | 200 | 200 | 400 | 200 | 400 | 250 | 500
202330012 | BROAN | KG7TE 060D-24B* | 60000 | 96% | Yes | 100 | 200 | 200 | 400 | 200 | 400 | 250 | 500
202330036 | BROAN | KG7TN 060D-24B* | 60000 | 96% | Yes | 100 | 200 | 200 | 400 | 200 | 400 | 250 | 500
201713822 | BROAN | FG7TE 060*-*B* | 60000 | 96% | Yes | 100 | 200 | 200 | 400 | 200 | 400 | 250 | 500
201714810 | BROAN | FG7TN 060*-*B* | 60000 | 96% | Yes | 100 | 200 | 200 | 400 | 200 | 400 | 250 | 500
201714828 | BROAN | FG7TN 060*-VB* | 60000 | 96% | Yes | 100 | 200 | 200 | 400 | 200 | 400 | 250 | 500
201714846 | BROAN | KG7TN 060*-*B* | 60000 | 96% | Yes | 100 | 200 | 200 | 400 | 200 | 400 | 250 | 500
201713984 | BROAN | FG7TE 060*-VB* | 60000 | 96% | Yes | 100 | 200 | 200 | 400 | 200 | 400 | 250 | 500
201714020 | BROAN | KG7TE 060*-*B* | 60000 | 96% | Yes | 100 | 200 | 200 | 400 | 200 | 400 | 250 | 500
204014412 | BROAN | MG2S-060F2*BM* | 60000 | 96% | Yes | 100 | 200 | 200 | 400 | 200 | 400 | 250 | 500
204014415 | BROAN | MG2S-060T2*BM* | 60000 | 96% | Yes | 100 | 200 | 200 | 400 | 200 | 400 | 250 | 500
205573456 | BROAN | FG7TE-060D-V24B1 | 60000 | 96% | Yes | 100 | 200 | 200 | 400 | 200 | 400 | 250 | 500
203049612 | BROAN | MG2S-072F2ABM* | 72000 | 96% | Yes | 100 | 200 | 200 | 400 | 200 | 400 | 250 | 500
203049619 | BROAN | MG2S-072T2ABM* | 72000 | 96% | Yes | 100 | 200 | 200 | 400 | 200 | 400 | 250 | 500
204014418 | BROAN | MG2S-072F2*BM* | 72000 | 96% | Yes | 100 | 200 | 200 | 400 | 200 | 400 | 250 | 500
204014422 | BROAN | MG2S-072T2*BM* | 72000 | 96% | Yes | 100 | 200 | 200 | 400 | 200 | 400 | 250 | 500
204036930 | BROAN | KG7TN-080D-E35C1 | 80000 | 96% | Yes | 100 | 200 | 200 | 400 | 200 | 400 | 250 | 500
204036938 | BROAN | FG7TN-080D-V35C1 | 80000 | 96% | Yes | 100 | 200 | 200 | 400 | 200 | 400 | 250 | 500
204036966 | BROAN | FG7TE-080D-E35C1 | 80000 | 96% | Yes | 100 | 200 | 200 | 400 | 200 | 400 | 250 | 500
204036970 | BROAN | FG7TE-080D-V35C1 | 80000 | 96% | Yes | 100 | 200 | 200 | 400 | 200 | 400 | 250 | 500
204036974 | BROAN | KG7TE-080D-E35C1 | 80000 | 96% | Yes | 100 | 200 | 200 | 400 | 200 | 400 | 250 | 500
202329940 | BROAN | FG7TE 080D-35C* | 80000 | 96% | Yes | 100 | 200 | 200 | 400 | 200 | 400 | 250 | 500
202329944 | BROAN | FG7TE 080D-VC* | 80000 | 96% | Yes | 100 | 200 | 200 | 400 | 200 | 400 | 250 | 500
202329976 | BROAN | FG7TN 080D-35C* | 80000 | 96% | Yes | 100 | 200 | 200 | 400 | 200 | 400 | 250 | 500
202329982 | BROAN | FG7TN 080D-VC* | 80000 | 96% | Yes | 100 | 200 | 200 | 400 | 200 | 400 | 250 | 500
202330018 | BROAN | KG7TE 080D*-35C* | 80000 | 96% | Yes | 100 | 200 | 200 | 400 | 200 | 400 | 250 | 500
202330042 | BROAN | KG7TN 080D-35C* | 80000 | 96% | Yes | 100 | 200 | 200 | 400 | 200 | 400 | 250 | 500
201713840 | BROAN | FG7TN 080*-*C* | 80000 | 96% | Yes | 100 | 200 | 200 | 400 | 200 | 400 | 250 | 500
201713858 | BROAN | FG7TN 080*-VC* | 80000 | 96% | Yes | 100 | 200 | 200 | 400 | 200 | 400 | 250 | 500
201714756 | BROAN | FG7TE 080*-*C* | 80000 | 96% | Yes | 100 | 200 | 200 | 400 | 200 | 400 | 250 | 500
201714774 | BROAN | FG7TE 080*-VC* | 80000 | 96% | Yes | 100 | 200 | 200 | 400 | 200 | 400 | 250 | 500
201714869 | BROAN | KG7TE 080*-*C* | 80000 | 96% | Yes | 100 | 200 | 200 | 400 | 200 | 400 | 250 | 500
201714892 | BROAN | KG7TE 080*-VC* | 80000 | 96% | Yes | 100 | 200 | 200 | 400 | 200 | 400 | 250 | 500
201714089 | BROAN | KG7TN 080*-*C* | 80000 | 96% | Yes | 100 | 200 | 200 | 400 | 200 | 400 | 250 | 500
204036919 | BROAN | FG7TE-100D-E35C1 | 100000 | 96% | Yes | 100 | 200 | 200 | 400 | 200 | 400 | 250 | 500
204036923 | BROAN | KG7TE-100D-E35C1 | 100000 | 96% | Yes | 100 | 200 | 200 | 400 | 200 | 400 | 250 | 500
204036944 | BROAN | KG7TN-100D-E35C1 | 100000 | 96% | Yes | 100 | 200 | 200 | 400 | 200 | 400 | 250 | 500
205411496 | BROAN | FG7TE-100D-V35C1 | 100000 | 96% | Yes | 100 | 200 | 200 | 400 | 200 | 400 | 250 | 500
205411499 | BROAN | KG7TE-100D-V35C1 | 100000 | 96% | Yes | 100 | 200 | 200 | 400 | 200 | 400 | 250 | 500
202329948 | BROAN | FG7TE 100D-35C* | 100000 | 96% | Yes | 100 | 200 | 200 | 400 | 200 | 400 | 250 | 500
202329952 | BROAN | FG7TE 100D-VC* | 100000 | 96% | Yes | 100 | 200 | 200 | 400 | 200 | 400 | 250 | 500
202329988 | BROAN | FG7TN 100D-35C* | 100000 | 96% | Yes | 100 | 200 | 200 | 400 | 200 | 400 | 250 | 500
202329994 | BROAN | FG7TN 100D-VC* | 100000 | 96% | Yes | 100 | 200 | 200 | 400 | 200 | 400 | 250 | 500
202330024 | BROAN | KG7TE 100D-35C* | 100000 | 96% | Yes | 100 | 200 | 200 | 400 | 200 | 400 | 250 | 500
202330048 | BROAN | KG7TN 100D-35C* | 100000 | 96% | Yes | 100 | 200 | 200 | 400 | 200 | 400 | 250 | 500
201713876 | BROAN | FG7TN 100*-*C* | 100000 | 96% | Yes | 100 | 200 | 200 | 400 | 200 | 400 | 250 | 500
201714792 | BROAN | FG7TE 100*-VC* | 100000 | 96% | Yes | 100 | 200 | 200 | 400 | 200 | 400 | 250 | 500
201713894 | BROAN | FG7TN 100*-VC* | 100000 | 96% | Yes | 100 | 200 | 200 | 400 | 200 | 400 | 250 | 500
201714915 | BROAN | KG7TE 100*-VC* | 100000 | 96% | Yes | 100 | 200 | 200 | 400 | 200 | 400 | 250 | 500
201714002 | BROAN | FG7TE 100*-*C* | 100000 | 96% | Yes | 100 | 200 | 200 | 400 | 200 | 400 | 250 | 500
201714066 | BROAN | KG7TE 100*-*C* | 100000 | 96% | Yes | 100 | 200 | 200 | 400 | 200 | 400 | 250 | 500
201714112 | BROAN | KG7TN 100*-*C* | 100000 | 96% | Yes | 100 | 200 | 200 | 400 | 200 | 400 | 250 | 500
204036951 | BROAN | KG7TN-115D-E45D1 | 115000 | 96% | Yes | 100 | 200 | 200 | 400 | 200 | 400 | 250 | 500
204036959 | BROAN | FG7TN-115D-V45C1 | 115000 | 96% | Yes | 100 | 200 | 200 | 400 | 200 | 400 | 250 | 500
202329956 | BROAN | FG7TE 115D-45D* | 115000 | 96% | Yes | 100 | 200 | 200 | 400 | 200 | 400 | 250 | 500
202329960 | BROAN | FG7TE 115D-VD* | 115000 | 96% | Yes | 100 | 200 | 200 | 400 | 200 | 400 | 250 | 500
202330000 | BROAN | FG7TN 115D-45D* | 115000 | 96% | Yes | 100 | 200 | 200 | 400 | 200 | 400 | 250 | 500
202330006 | BROAN | FG7TN 115D-VD* | 115000 | 96% | Yes | 100 | 200 | 200 | 400 | 200 | 400 | 250 | 500
202330030 | BROAN | KG7TE 115D-45D* | 115000 | 96% | Yes | 100 | 200 | 200 | 400 | 200 | 400 | 250 | 500
202330054 | BROAN | KG7TN 115D-45D* | 115000 | 96% | Yes | 100 | 200 | 200 | 400 | 200 | 400 | 250 | 500
201713912 | BROAN | FG7TE 115*-*D* | 115000 | 96% | Yes | 100 | 200 | 200 | 400 | 200 | 400 | 250 | 500
201713930 | BROAN | FG7TE 115*-VD* | 115000 | 96% | Yes | 100 | 200 | 200 | 400 | 200 | 400 | 250 | 500
201713948 | BROAN | FG7TN 115*-*D* | 115000 | 96% | Yes | 100 | 200 | 200 | 400 | 200 | 400 | 250 | 500
201713966 | BROAN | FG7TN 115*-VD* | 115000 | 96% | Yes | 100 | 200 | 200 | 400 | 200 | 400 | 250 | 500
201714043 | BROAN | KG7TE 115*-*D* | 115000 | 96% | Yes | 100 | 200 | 200 | 400 | 200 | 400 | 250 | 500
201714135 | BROAN | KG7TN 115*-*D* | 115000 | 96% | Yes | 100 | 200 | 200 | 400 | 200 | 400 | 250 | 500
209430492 | BROAN | R104HD-X24K060C | 60000 | 95% | Yes | 100 | 200 | 150 | 300 | 200 | 400 | 250 | 500
209430493 | BROAN | R104HD-X30K060C | 60000 | 95% | Yes | 100 | 200 | 150 | 300 | 200 | 400 | 250 | 500
209430494 | BROAN | R104HD-X36K080C | 80000 | 95% | Yes | 100 | 200 | 150 | 300 | 200 | 400 | 250 | 500
209430495 | BROAN | R104HD-X42K080C | 80000 | 95% | Yes | 100 | 200 | 150 | 300 | 200 | 400 | 250 | 500
209430496 | BROAN | R104HD-X48K096C | 96000 | 95% | Yes | 100 | 200 | 150 | 300 | 200 | 400 | 250 | 500
209430497 | BROAN | R104HD-X60K096C | 96000 | 95% | Yes | 100 | 200 | 150 | 300 | 200 | 400 | 250 | 500
207456136 | BROAN | KG7TC-120D-E45DP | 120000 | 95% | Yes | 100 | 200 | 150 | 300 | 200 | 400 | 250 | 500
207456140 | BROAN | FG7TE-100D-E35CP | 100000 | 96% | Yes | 100 | 200 | 200 | 400 | 200 | 400 | 250 | 500
207456143 | BROAN | KG7TE-100D-E35CP | 100000 | 96% | Yes | 100 | 200 | 200 | 400 | 200 | 400 | 250 | 500
207456148 | BROAN | KG7TN-080D-E35CP | 80000 | 96% | Yes | 100 | 200 | 200 | 400 | 200 | 400 | 250 | 500
207456154 | BROAN | FG7TN-080D-V35CP | 80000 | 96% | Yes | 100 | 200 | 200 | 400 | 200 | 400 | 250 | 500
207456159 | BROAN | KG7TN-100D-E35CP | 100000 | 96% | Yes | 100 | 200 | 200 | 400 | 200 | 400 | 250 | 500
207456164 | BROAN | KG7TN-115D-E45DP | 115000 | 96% | Yes | 100 | 200 | 200 | 400 | 200 | 400 | 250 | 500
207456170 | BROAN | FG7TN-115D-V45CP | 115000 | 96% | Yes | 100 | 200 | 200 | 400 | 200 | 400 | 250 | 500
207456176 | BROAN | FG7TE-080D-E35CP | 80000 | 96% | Yes | 100 | 200 | 200 | 400 | 200 | 400 | 250 | 500
207456179 | BROAN | FG7TE-080D-V35CP | 80000 | 96% | Yes | 100 | 200 | 200 | 400 | 200 | 400 | 250 | 500
207456090 | BROAN | MG3S-080T2AACP | 80000 | 96% | Yes | 100 | 200 | 200 | 400 | 200 | 400 | 250 | 500
207456094 | BROAN | MG3S-080T2*ACP | 80000 | 96% | Yes | 100 | 200 | 200 | 400 | 200 | 400 | 250 | 500
207456107 | BROAN | KG7TC-060D-E24BP | 60000 | 95% | Yes | 100 | 200 | 150 | 300 | 200 | 400 | 250 | 500
207456111 | BROAN | FG7TC-060D-V24BP | 60000 | 95% | Yes | 100 | 200 | 150 | 300 | 200 | 400 | 250 | 500
207456117 | BROAN | KG7TC-080D-E35CP | 80000 | 95% | Yes | 100 | 200 | 150 | 300 | 200 | 400 | 250 | 500
207456121 | BROAN | FG7TC-080D-V35CP | 80000 | 95% | Yes | 100 | 200 | 150 | 300 | 200 | 400 | 250 | 500
207456127 | BROAN | KG7TC-100D-E35CP | 100000 | 95% | Yes | 100 | 200 | 150 | 300 | 200 | 400 | 250 | 500
207456131 | BROAN | FG7TC-100D-V35CP | 100000 | 95% | Yes | 100 | 200 | 150 | 300 | 200 | 400 | 250 | 500
206229712 | BROAN | FG8SD-050U-T23A* | 50000 | 95% | Yes | 100 | 200 | 150 | 300 | 200 | 400 | 250 | 500
206229718 | BROAN | FG8SD-100U-T35C* | 100000 | 95% | Yes | 100 | 200 | 150 | 300 | 200 | 400 | 250 | 500
207456006 | BROAN | FG7SC-090D-T35CP | 90000 | 92.1% | Yes | 100 | 200 | 100 | 200 | 200 | 400 | 250 | 500
207456009 | BROAN | KG7SC-090D-T35CP | 90000 | 92.1% | Yes | 100 | 200 | 100 | 200 | 200 | 400 | 250 | 500
207456023 | BROAN | CMF95-045T-PGP | 45000 | 95% | Yes | 100 | 200 | 150 | 300 | 200 | 400 | 250 | 500
207456027 | BROAN | CMF95-072T-PGP | 72000 | 95% | Yes | 100 | 200 | 150 | 300 | 200 | 400 | 250 | 500
207455958 | BROAN | FG7SC-072D-T24BP | 72000 | 92% | Yes | 100 | 200 | 100 | 200 | 200 | 400 | 250 | 500
207455961 | BROAN | KG7SC-072D-T24BP | 72000 | 92% | Yes | 100 | 200 | 100 | 200 | 200 | 400 | 250 | 500
207456182 | BROAN | KG7TE-080D-E35CP | 80000 | 96% | Yes | 100 | 200 | 200 | 400 | 200 | 400 | 250 | 500
207456188 | BROAN | FG7TE-060D-E24BP | 60000 | 96% | Yes | 100 | 200 | 200 | 400 | 200 | 400 | 250 | 500
207456189 | BROAN | KG7TE-060D-E24BP | 60000 | 96% | Yes | 100 | 200 | 200 | 400 | 200 | 400 | 250 | 500
207456190 | BROAN | KG7TN-060D-E24BP | 60000 | 96% | Yes | 100 | 200 | 200 | 400 | 200 | 400 | 250 | 500
207456195 | BROAN | FG7TN-060D-V24BP | 60000 | 96% | Yes | 100 | 200 | 200 | 400 | 200 | 400 | 250 | 500
207456248 | BROAN | FG7SD-054D-T24BP | 54000 | 95% | Yes | 100 | 200 | 150 | 300 | 200 | 400 | 250 | 500
207456251 | BROAN | KG7SD-054D-T24BP | 54000 | 95% | Yes | 100 | 200 | 150 | 300 | 200 | 400 | 250 | 500
207456262 | BROAN | FG7SD-108D-T45DP | 108000 | 95% | Yes | 100 | 200 | 150 | 300 | 200 | 400 | 250 | 500
207456265 | BROAN | KG7SD-108D-T45DP | 108000 | 95% | Yes | 100 | 200 | 150 | 300 | 200 | 400 | 250 | 500
205962956 | BROAN | MG3S-080T2AAC1 | 80000 | 96% | Yes | 100 | 200 | 200 | 400 | 200 | 400 | 250 | 500
207456278 | BROAN | FG7SD-038D-T24BP | 38000 | 95% | Yes | 100 | 200 | 150 | 300 | 200 | 400 | 250 | 500
207456281 | BROAN | KG7SD-038D-T24BP | 38000 | 95% | Yes | 100 | 200 | 150 | 300 | 200 | 400 | 250 | 500
207456290 | BROAN | FG7SD-090D-T35CP | 85000 | 95% | Yes | 100 | 200 | 150 | 300 | 200 | 400 | 250 | 500
207456293 | BROAN | KG7SD-090D-T35CP | 85000 | 95% | Yes | 100 | 200 | 150 | 300 | 200 | 400 | 250 | 500
207456302 | BROAN | FG7TE-100D-V35CP | 100000 | 96% | Yes | 100 | 200 | 200 | 400 | 200 | 400 | 250 | 500
207456305 | BROAN | FG7TE-060D-V24BP | 60000 | 96% | Yes | 100 | 200 | 200 | 400 | 200 | 400 | 250 | 500
207456309 | BROAN | FG7TN-100D-V35CP | 100000 | 96% | Yes | 100 | 200 | 200 | 400 | 200 | 400 | 250 | 500
207456318 | BROAN | FG7TE-115D-E45DP | 115000 | 96% | Yes | 100 | 200 | 200 | 400 | 200 | 400 | 250 | 500
207456321 | BROAN | KG7TE-115D-E45DP | 115000 | 96% | Yes | 100 | 200 | 200 | 400 | 200 | 400 | 250 | 500
207456325 | BROAN | FG7TE-115D-V45DP | 115000 | 96% | Yes | 100 | 200 | 200 | 400 | 200 | 400 | 250 | 500
207456329 | BROAN | FG7SD-120D-T45DP | 115000 | 95% | Yes | 100 | 200 | 150 | 300 | 200 | 400 | 250 | 500
207456332 | BROAN | KG7SD-120D-T45DP | 115000 | 95% | Yes | 100 | 200 | 150 | 300 | 200 | 400 | 250 | 500
207456343 | BROAN | FG7TE-035D-E23AP | 35000 | 96% | Yes | 100 | 200 | 200 | 400 | 200 | 400 | 250 | 500
207456346 | BROAN | KG7TE-035D-E23AP | 35000 | 96% | Yes | 100 | 200 | 200 | 400 | 200 | 400 | 250 | 500
210586015 | BROAN | CMF95-045T-PG2 | 45000 | 95% | Yes | 100 | 200 | 150 | 300 | 200 | 400 | 250 | 500
210586019 | BROAN | CMF95-072T-PG2 | 72000 | 95% | Yes | 100 | 200 | 150 | 300 | 200 | 400 | 250 | 500
207139303 | BROAN | FG8SD-070U-T24B* | 70000 | 95% | Yes | 100 | 200 | 150 | 300 | 200 | 400 | 250 | 500
205389865 | BROCK | PG95ESAA30026A*D | 26000 | 95% | Yes | 100 | 200 | 150 | 300 | 200 | 400 | 250 | 500
205389878 | BROCK | PG96VTAA42060B*D | 60000 | 95% | Yes | 100 | 200 | 150 | 300 | 200 | 400 | 250 | 500
205389886 | BROCK | PG95ESAA36060A | 60000 | 95% | Yes | 100 | 200 | 150 | 300 | 200 | 400 | 250 | 500
205389895 | BROCK | PG96VTAA36060A | 60000 | 95% | Yes | 100 | 200 | 150 | 300 | 200 | 400 | 250 | 500
205389868 | BROCK | PG95ESAA36060A*D | 60000 | 95% | Yes | 100 | 200 | 150 | 300 | 200 | 400 | 250 | 500
205389869 | BROCK | PG95ESAA42060B*D | 60000 | 95% | Yes | 100 | 200 | 150 | 300 | 200 | 400 | 250 | 500
205389874 | BROCK | PG95ESAA66140D*D | 140000 | 95% | Yes | 100 | 200 | 150 | 300 | 200 | 400 | 250 | 500
205389877 | BROCK | PG96VTAA36060A*D | 60000 | 95% | Yes | 100 | 200 | 150 | 300 | 200 | 400 | 250 | 500
205389870 | BROCK | PG95ESAA48080B*D | 80000 | 95% | Yes | 100 | 200 | 150 | 300 | 200 | 400 | 250 | 500
205389880 | BROCK | PG96VTAA60080C*D | 80000 | 95% | Yes | 100 | 200 | 150 | 300 | 200 | 400 | 250 | 500
205389871 | BROCK | PG95ESAA60080C*D | 80000 | 95% | Yes | 100 | 200 | 150 | 300 | 200 | 400 | 250 | 500
205389879 | BROCK | PG96VTAA48080B*D | 80000 | 95% | Yes | 100 | 200 | 150 | 300 | 200 | 400 | 250 | 500
205389866 | BROCK | PG95ESAA30040A*D | 40000 | 95% | Yes | 100 | 200 | 150 | 300 | 200 | 400 | 250 | 500
205389867 | BROCK | PG95ESAA36040B*D | 40000 | 95% | Yes | 100 | 200 | 150 | 300 | 200 | 400 | 250 | 500
205389875 | BROCK | PG96VTAA30040A*D | 40000 | 95% | Yes | 100 | 200 | 150 | 300 | 200 | 400 | 250 | 500
205389876 | BROCK | PG96VTAA36040B*D | 40000 | 95% | Yes | 100 | 200 | 150 | 300 | 200 | 400 | 250 | 500
205389872 | BROCK | PG95ESAA60100C*D | 100000 | 95% | Yes | 100 | 200 | 150 | 300 | 200 | 400 | 250 | 500
205389881 | BROCK | PG96VTAA60100C*D | 100000 | 95% | Yes | 100 | 200 | 150 | 300 | 200 | 400 | 250 | 500
205389873 | BROCK | PG95ESAA66120D*D | 120000 | 95% | Yes | 100 | 200 | 150 | 300 | 200 | 400 | 250 | 500
205389882 | BROCK | PG96VTAA66120D*D | 120000 | 95% | Yes | 100 | 200 | 150 | 300 | 200 | 400 | 250 | 500
205389892 | BROCK | PG95ESAA66140D | 140000 | 95% | Yes | 100 | 200 | 150 | 300 | 200 | 400 | 250 | 500
205389883 | BROCK | PG95ESAA30026A | 26000 | 96% | Yes | 100 | 200 | 200 | 400 | 200 | 400 | 250 | 500
205389884 | BROCK | PG95ESAA30040A | 40000 | 96% | Yes | 100 | 200 | 200 | 400 | 200 | 400 | 250 | 500
205389885 | BROCK | PG95ESAA36040B | 40000 | 96% | Yes | 100 | 200 | 200 | 400 | 200 | 400 | 250 | 500
205389893 | BROCK | PG96VTAA30040A | 40000 | 96% | Yes | 100 | 200 | 200 | 400 | 200 | 400 | 250 | 500
205389894 | BROCK | PG96VTAA36040B | 40000 | 96% | Yes | 100 | 200 | 200 | 400 | 200 | 400 | 250 | 500
205389887 | BROCK | PG95ESAA42060B | 60000 | 96% | Yes | 100 | 200 | 200 | 400 | 200 | 400 | 250 | 500
205389896 | BROCK | PG96VTAA42060B | 60000 | 96% | Yes | 100 | 200 | 200 | 400 | 200 | 400 | 250 | 500
205389888 | BROCK | PG95ESAA48080B | 80000 | 96% | Yes | 100 | 200 | 200 | 400 | 200 | 400 | 250 | 500
205389889 | BROCK | PG95ESAA60080C | 80000 | 96% | Yes | 100 | 200 | 200 | 400 | 200 | 400 | 250 | 500
205389897 | BROCK | PG96VTAA48080B | 80000 | 96% | Yes | 100 | 200 | 200 | 400 | 200 | 400 | 250 | 500
205389898 | BROCK | PG96VTAA60080C | 80000 | 96% | Yes | 100 | 200 | 200 | 400 | 200 | 400 | 250 | 500
205389890 | BROCK | PG95ESAA60100C | 100000 | 96% | Yes | 100 | 200 | 200 | 400 | 200 | 400 | 250 | 500
205389899 | BROCK | PG96VTAA60100C | 100000 | 96% | Yes | 100 | 200 | 200 | 400 | 200 | 400 | 250 | 500
205389891 | BROCK | PG95ESAA66120D | 120000 | 96% | Yes | 100 | 200 | 200 | 400 | 200 | 400 | 250 | 500
205389900 | BROCK | PG96VTAA66120D | 120000 | 96% | Yes | 100 | 200 | 200 | 400 | 200 | 400 | 250 | 500
212595660 | BROCK | PG96VTAB30040A | 40000 | 96% | Yes | 100 | 200 | 200 | 400 | 200 | 400 | 250 | 500
212595661 | BROCK | PG96VTAB30040A*D | 40000 | 95% | Yes | 100 | 200 | 150 | 300 | 200 | 400 | 250 | 500
212595662 | BROCK | PG96VTAB36040B | 40000 | 96% | Yes | 100 | 200 | 200 | 400 | 200 | 400 | 250 | 500
212595663 | BROCK | PG96VTAB36040B*D | 40000 | 95% | Yes | 100 | 200 | 150 | 300 | 200 | 400 | 250 | 500
212595664 | BROCK | PG96VTAB36060A | 60000 | 95% | Yes | 100 | 200 | 150 | 300 | 200 | 400 | 250 | 500
212595665 | BROCK | PG96VTAB36060A*D | 60000 | 95% | Yes | 100 | 200 | 150 | 300 | 200 | 400 | 250 | 500
212595666 | BROCK | PG96VTAB48060B | 60000 | 96.3% | Yes | 100 | 200 | 200 | 400 | 200 | 400 | 250 | 500
212595667 | BROCK | PG96VTAB48060B*D | 60000 | 95% | Yes | 100 | 200 | 150 | 300 | 200 | 400 | 250 | 500
212595668 | BROCK | PG96VTAB48080B | 80000 | 96.2% | Yes | 100 | 200 | 200 | 400 | 200 | 400 | 250 | 500
212595669 | BROCK | PG96VTAB48080B*D | 80000 | 95% | Yes | 100 | 200 | 150 | 300 | 200 | 400 | 250 | 500
212595670 | BROCK | PG96VTAB60080C | 80000 | 96.7% | Yes | 100 | 200 | 200 | 400 | 200 | 400 | 250 | 500
212595671 | BROCK | PG96VTAB60080C*D | 80000 | 95% | Yes | 100 | 200 | 150 | 300 | 200 | 400 | 250 | 500
212595672 | BROCK | PG96VTAB60100C | 100000 | 96.1% | Yes | 100 | 200 | 200 | 400 | 200 | 400 | 250 | 500
212595673 | BROCK | PG96VTAB60100C*D | 100000 | 95% | Yes | 100 | 200 | 150 | 300 | 200 | 400 | 250 | 500
212595674 | BROCK | PG96VTAB66120D | 120000 | 96.7% | Yes | 100 | 200 | 200 | 400 | 200 | 400 | 250 | 500
212595675 | BROCK | PG96VTAB66120D*D | 120000 | 95% | Yes | 100 | 200 | 150 | 300 | 200 | 400 | 250 | 500
211780746 | BROCK | PG96MSAA48080B | 80000 | 97% | Yes | 100 | 200 | 200 | 400 | 200 | 400 | 250 | 500
211779529 | BROCK | PG96MSAA48060B | 60000 | 97% | Yes | 100 | 200 | 200 | 400 | 200 | 400 | 250 | 500
211779536 | BROCK | PG96MSAA48060B*D | 60000 | 95% | Yes | 100 | 200 | 150 | 300 | 200 | 400 | 250 | 500
211779541 | BROCK | PG96MSAA48080B*D | 80000 | 95% | Yes | 100 | 200 | 150 | 300 | 200 | 400 | 250 | 500
211779544 | BROCK | PG96MSAA60080C | 80000 | 97% | Yes | 100 | 200 | 200 | 400 | 200 | 400 | 250 | 500
211779551 | BROCK | PG96MSAA60080C*D | 80000 | 95% | Yes | 100 | 200 | 150 | 300 | 200 | 400 | 250 | 500
211779554 | BROCK | PG96MSAA60100C | 100000 | 96.3% | Yes | 100 | 200 | 200 | 400 | 200 | 400 | 250 | 500
211779561 | BROCK | PG96MSAA60100C*D | 100000 | 95% | Yes | 100 | 200 | 150 | 300 | 200 | 400 | 250 | 500
211779564 | BROCK | PG96MSAA66120D | 120000 | 96.1% | Yes | 100 | 200 | 200 | 400 | 200 | 400 | 250 | 500
211779571 | BROCK | PG96MSAA66120D*D | 120000 | 95% | Yes | 100 | 200 | 150 | 300 | 200 | 400 | 250 | 500
211779574 | BROCK | PG96MSAA66140D | 140000 | 95% | Yes | 100 | 200 | 150 | 300 | 200 | 400 | 250 | 500
211779493 | BROCK | PG96MSAA30026A | 26000 | 96% | Yes | 100 | 200 | 200 | 400 | 200 | 400 | 250 | 500
211779496 | BROCK | PG96MSAA30026A*D | 26000 | 95% | Yes | 100 | 200 | 150 | 300 | 200 | 400 | 250 | 500
211779499 | BROCK | PG96MSAA30040A | 40000 | 96% | Yes | 100 | 200 | 200 | 400 | 200 | 400 | 250 | 500
211779506 | BROCK | PG96MSAA30040A*D | 40000 | 95% | Yes | 100 | 200 | 150 | 300 | 200 | 400 | 250 | 500
211779509 | BROCK | PG96MSAA36040B | 40000 | 96.7% | Yes | 100 | 200 | 200 | 400 | 200 | 400 | 250 | 500
211779516 | BROCK | PG96MSAA36040B*D | 40000 | 95% | Yes | 100 | 200 | 150 | 300 | 200 | 400 | 250 | 500
211779519 | BROCK | PG96MSAA36060A | 60000 | 95% | Yes | 100 | 200 | 150 | 300 | 200 | 400 | 250 | 500
211779526 | BROCK | PG96MSAA36060A*D | 60000 | 95% | Yes | 100 | 200 | 150 | 300 | 200 | 400 | 250 | 500
211779577 | BROCK | PG96MSAA66140D*D | 140000 | 95% | Yes | 100 | 200 | 150 | 300 | 200 | 400 | 250 | 500
9121795 | BRYANT | 915SA24026S14*D | 26000 | 95% | No | 100 | 200 | 0 | 0 | 100 | 200 | 250 | 500
8849328 | BRYANT | 915SA24026S14 | 26000 | 96% | No | 100 | 200 | 0 | 0 | 100 | 200 | 250 | 500
9924401 | BRYANT | 912SC36060S14* | 60000 | 92.1% | No | 100 | 200 | 0 | 0 | 100 | 200 | 250 | 500
9924402 | BRYANT | 912SC48060S17* | 60000 | 92.1% | No | 100 | 200 | 0 | 0 | 100 | 200 | 250 | 500
7126230 | BRYANT | 912SC36060S14 | 60000 | 92.1% | No | 100 | 200 | 0 | 0 | 100 | 200 | 250 | 500
9924422 | BRYANT | 912SB48080S17** | 80000 | 92.1% | No | 100 | 200 | 0 | 0 | 100 | 200 | 250 | 500
7126233 | BRYANT | 912SC60080S21 | 80000 | 92.1% | No | 100 | 200 | 0 | 0 | 100 | 200 | 250 | 500
7795909 | BRYANT | 912SB48080S17 | 80000 | 92.1% | No | 100 | 200 | 0 | 0 | 100 | 200 | 250 | 500
9924403 | BRYANT | 912SC60080S21* | 80000 | 92.1% | No | 100 | 200 | 0 | 0 | 100 | 200 | 250 | 500
9924400 | BRYANT | 912SC36040S17* | 40000 | 92.1% | No | 100 | 200 | 0 | 0 | 100 | 200 | 250 | 500
7126228 | BRYANT | 912SC30040S14 | 40000 | 92.1% | No | 100 | 200 | 0 | 0 | 100 | 200 | 250 | 500
7126229 | BRYANT | 912SC36040S17 | 40000 | 92.1% | No | 100 | 200 | 0 | 0 | 100 | 200 | 250 | 500
9121796 | BRYANT | 915SA36040S17*D | 40000 | 95% | No | 100 | 200 | 0 | 0 | 100 | 200 | 250 | 500
9121797 | BRYANT | 915SA30040S14*D | 40000 | 95% | No | 100 | 200 | 0 | 0 | 100 | 200 | 250 | 500
9944818 | BRYANT | 915SA36040S17**D | 40000 | 95% | No | 100 | 200 | 0 | 0 | 100 | 200 | 250 | 500
9944819 | BRYANT | 915SA30040S14**D | 40000 | 95% | No | 100 | 200 | 0 | 0 | 100 | 200 | 250 | 500
9944801 | BRYANT | 915SA30040S14* | 40000 | 96% | No | 100 | 200 | 0 | 0 | 100 | 200 | 250 | 500
5584119 | BRYANT | 915SA36040S17 | 40000 | 96% | No | 100 | 200 | 0 | 0 | 100 | 200 | 250 | 500
9944802 | BRYANT | 915SA36040S17** | 40000 | 96% | No | 100 | 200 | 0 | 0 | 100 | 200 | 250 | 500
5039415 | BRYANT | 915SA30040S14 | 40000 | 96% | No | 100 | 200 | 0 | 0 | 100 | 200 | 250 | 500
9924405 | BRYANT | 912SC60100S21* | 100000 | 92.1% | No | 100 | 200 | 0 | 0 | 100 | 200 | 250 | 500
7126234 | BRYANT | 912SC48100S21 | 100000 | 92.1% | No | 100 | 200 | 0 | 0 | 100 | 200 | 250 | 500
5039423 | BRYANT | 915SA60140S24 | 140000 | 96% | No | 100 | 200 | 0 | 0 | 100 | 200 | 250 | 500
9924399 | BRYANT | 912SC30040S14* | 40000 | 92.1% | No | 100 | 200 | 0 | 0 | 100 | 200 | 250 | 500
7126231 | BRYANT | 912SC48060S17 | 60000 | 92.1% | No | 100 | 200 | 0 | 0 | 100 | 200 | 250 | 500
9924404 | BRYANT | 912SC48100S21* | 100000 | 92.1% | No | 100 | 200 | 0 | 0 | 100 | 200 | 250 | 500
7126235 | BRYANT | 912SC60100S21 | 100000 | 92.1% | No | 100 | 200 | 0 | 0 | 100 | 200 | 250 | 500
9944823 | BRYANT | 915SA48080S17**D | 80000 | 95% | No | 100 | 200 | 0 | 0 | 100 | 200 | 250 | 500
9121794 | BRYANT | 915SA60140S24*D | 140000 | 94.4% | No | 100 | 200 | 0 | 0 | 100 | 200 | 250 | 500
9944822 | BRYANT | 915SA60080S21**D | 80000 | 95% | No | 100 | 200 | 0 | 0 | 100 | 200 | 250 | 500
9121800 | BRYANT | 915SA60080S21*D | 80000 | 95% | No | 100 | 200 | 0 | 0 | 100 | 200 | 250 | 500
9121801 | BRYANT | 915SA48080S17*D | 80000 | 95% | No | 100 | 200 | 0 | 0 | 100 | 200 | 250 | 500
9944805 | BRYANT | 915SA48080S17* | 80000 | 96% | No | 100 | 200 | 0 | 0 | 100 | 200 | 250 | 500
9944806 | BRYANT | 915SA60080S21* | 80000 | 96% | No | 100 | 200 | 0 | 0 | 100 | 200 | 250 | 500
5039418 | BRYANT | 915SA48080S17 | 80000 | 96% | No | 100 | 200 | 0 | 0 | 100 | 200 | 250 | 500
5039419 | BRYANT | 915SA60080S21 | 80000 | 96% | No | 100 | 200 | 0 | 0 | 100 | 200 | 250 | 500
9121798 | BRYANT | 915SA42060S17*D | 60000 | 95% | No | 100 | 200 | 0 | 0 | 100 | 200 | 250 | 500
9944820 | BRYANT | 915SA42060S17**D | 60000 | 95% | No | 100 | 200 | 0 | 0 | 100 | 200 | 250 | 500
9944821 | BRYANT | 915SA30060S14**D | 60000 | 95% | No | 100 | 200 | 0 | 0 | 100 | 200 | 250 | 500
9121799 | BRYANT | 915SA30060S14*D | 60000 | 95% | No | 100 | 200 | 0 | 0 | 100 | 200 | 250 | 500
9944803 | BRYANT | 915SA30060S14* | 60000 | 95.5% | No | 100 | 200 | 0 | 0 | 100 | 200 | 250 | 500
9944824 | BRYANT | 915SA42100S21**D | 100000 | 95% | No | 100 | 200 | 0 | 0 | 100 | 200 | 250 | 500
9944825 | BRYANT | 915SA60100S21**D | 100000 | 95% | No | 100 | 200 | 0 | 0 | 100 | 200 | 250 | 500
9121802 | BRYANT | 915SA42100S21*D | 100000 | 95% | No | 100 | 200 | 0 | 0 | 100 | 200 | 250 | 500
9121803 | BRYANT | 915SA60100S21*D | 100000 | 95% | No | 100 | 200 | 0 | 0 | 100 | 200 | 250 | 500
9944807 | BRYANT | 915SA42100S21* | 100000 | 96% | No | 100 | 200 | 0 | 0 | 100 | 200 | 250 | 500
9944808 | BRYANT | 915SA60100S21* | 100000 | 96% | No | 100 | 200 | 0 | 0 | 100 | 200 | 250 | 500
5039420 | BRYANT | 915SA42100S21 | 100000 | 96% | No | 100 | 200 | 0 | 0 | 100 | 200 | 250 | 500
5039421 | BRYANT | 915SA60100S21 | 100000 | 96% | No | 100 | 200 | 0 | 0 | 100 | 200 | 250 | 500
5039416 | BRYANT | 915SA30060S14 | 60000 | 95.5% | No | 100 | 200 | 0 | 0 | 100 | 200 | 250 | 500
9944804 | BRYANT | 915SA42060S17* | 60000 | 96% | No | 100 | 200 | 0 | 0 | 100 | 200 | 250 | 500
5039417 | BRYANT | 915SA42060S17 | 60000 | 96% | No | 100 | 200 | 0 | 0 | 100 | 200 | 250 | 500
9924406 | BRYANT | 912SC60120S24* | 120000 | 92.1% | No | 100 | 200 | 0 | 0 | 100 | 200 | 250 | 500
7126236 | BRYANT | 912SC60120S24 | 120000 | 92.1% | No | 100 | 200 | 0 | 0 | 100 | 200 | 250 | 500
9121793 | BRYANT | 915SA60120S24*D | 120000 | 95% | No | 100 | 200 | 0 | 0 | 100 | 200 | 250 | 500
9944817 | BRYANT | 915SA60120S24**D | 120000 | 95% | No | 100 | 200 | 0 | 0 | 100 | 200 | 250 | 500
9944809 | BRYANT | 915SA60120S24* | 120000 | 96% | No | 100 | 200 | 0 | 0 | 100 | 200 | 250 | 500
5039422 | BRYANT | 915SA60120S24 | 120000 | 96% | No | 100 | 200 | 0 | 0 | 100 | 200 | 250 | 500
203359598 | BRYANT | 912SD36040E17 | 40000 | 92.1% | Yes | 100 | 200 | 100 | 200 | 200 | 400 | 250 | 500
203359594 | BRYANT | 912SD30040E14 | 40000 | 92.1% | Yes | 100 | 200 | 100 | 200 | 200 | 400 | 250 | 500
203359600 | BRYANT | 912SD36040E17* | 40000 | 92.1% | Yes | 100 | 200 | 100 | 200 | 200 | 400 | 250 | 500
6689436 | BRYANT | 922SA30040E14 | 40000 | 92.1% | Yes | 100 | 200 | 100 | 200 | 200 | 400 | 250 | 500
203359608 | BRYANT | 912SD42060E17* | 60000 | 92.1% | Yes | 100 | 200 | 100 | 200 | 200 | 400 | 250 | 500
6689438 | BRYANT | 922SA36060E14 | 60000 | 92.1% | Yes | 100 | 200 | 100 | 200 | 200 | 400 | 250 | 500
6689440 | BRYANT | 922SA48080E17 | 80000 | 92.1% | Yes | 100 | 200 | 100 | 200 | 200 | 400 | 250 | 500
6689441 | BRYANT | 922SA60080E21 | 80000 | 92.1% | Yes | 100 | 200 | 100 | 200 | 200 | 400 | 250 | 500
9946093 | BRYANT | 922SA36060E14* | 60000 | 92.1% | Yes | 100 | 200 | 100 | 200 | 200 | 400 | 250 | 500
9946094 | BRYANT | 922SA42060E17* | 60000 | 92.1% | Yes | 100 | 200 | 100 | 200 | 200 | 400 | 250 | 500
203359602 | BRYANT | 912SD36060E14 | 60000 | 92.1% | Yes | 100 | 200 | 100 | 200 | 200 | 400 | 250 | 500
203359604 | BRYANT | 912SD36060E14* | 60000 | 92.1% | Yes | 100 | 200 | 100 | 200 | 200 | 400 | 250 | 500
203359606 | BRYANT | 912SD42060E17 | 60000 | 92.1% | Yes | 100 | 200 | 100 | 200 | 200 | 400 | 250 | 500
6689439 | BRYANT | 922SA42060E17 | 60000 | 92.1% | Yes | 100 | 200 | 100 | 200 | 200 | 400 | 250 | 500
9946095 | BRYANT | 922SA48080E17* | 80000 | 92.1% | Yes | 100 | 200 | 100 | 200 | 200 | 400 | 250 | 500
9946096 | BRYANT | 922SA60080E21* | 80000 | 92.1% | Yes | 100 | 200 | 100 | 200 | 200 | 400 | 250 | 500
203359610 | BRYANT | 912SD48080E17 | 80000 | 92.1% | Yes | 100 | 200 | 100 | 200 | 200 | 400 | 250 | 500
203359612 | BRYANT | 912SD48080E17* | 80000 | 92.1% | Yes | 100 | 200 | 100 | 200 | 200 | 400 | 250 | 500
203359614 | BRYANT | 912SD60080E21 | 80000 | 92.1% | Yes | 100 | 200 | 100 | 200 | 200 | 400 | 250 | 500
203359616 | BRYANT | 912SD60080E21* | 80000 | 92.1% | Yes | 100 | 200 | 100 | 200 | 200 | 400 | 250 | 500
203359596 | BRYANT | 912SD30040E14* | 40000 | 92.1% | Yes | 100 | 200 | 100 | 200 | 200 | 400 | 250 | 500
203359622 | BRYANT | 912SD60120E24 | 120000 | 92.1% | Yes | 100 | 200 | 100 | 200 | 200 | 400 | 250 | 500
203359624 | BRYANT | 912SD60120E24* | 120000 | 92.1% | Yes | 100 | 200 | 100 | 200 | 200 | 400 | 250 | 500
6689443 | BRYANT | 922SA60120E24 | 120000 | 92.1% | Yes | 100 | 200 | 100 | 200 | 200 | 400 | 250 | 500
9946090 | BRYANT | 922SA30040E14* | 40000 | 92.1% | Yes | 100 | 200 | 100 | 200 | 200 | 400 | 250 | 500
9946092 | BRYANT | 922SA36040E17* | 40000 | 92.1% | Yes | 100 | 200 | 100 | 200 | 200 | 400 | 250 | 500
6689437 | BRYANT | 922SA36040E17 | 40000 | 92.1% | Yes | 100 | 200 | 100 | 200 | 200 | 400 | 250 | 500
9946097 | BRYANT | 922SA60100E21* | 100000 | 92.1% | Yes | 100 | 200 | 100 | 200 | 200 | 400 | 250 | 500
203359618 | BRYANT | 912SD60100E21 | 100000 | 92.1% | Yes | 100 | 200 | 100 | 200 | 200 | 400 | 250 | 500
203359620 | BRYANT | 912SD60100E21* | 100000 | 92.1% | Yes | 100 | 200 | 100 | 200 | 200 | 400 | 250 | 500
6689442 | BRYANT | 922SA60100E21 | 100000 | 92.1% | Yes | 100 | 200 | 100 | 200 | 200 | 400 | 250 | 500
205001039 | BRYANT | 912SD66100E21 | 100000 | 92.1% | Yes | 100 | 200 | 100 | 200 | 200 | 400 | 250 | 500
205001040 | BRYANT | 912SD66100E21* | 100000 | 92.1% | Yes | 100 | 200 | 100 | 200 | 200 | 400 | 250 | 500
9946098 | BRYANT | 922SA60120E24* | 120000 | 92.1% | Yes | 100 | 200 | 100 | 200 | 200 | 400 | 250 | 500
9121785 | BRYANT | 925SA30026E14*D | 26000 | 95% | Yes | 100 | 200 | 150 | 300 | 200 | 400 | 250 | 500
203360227 | BRYANT | 915SB30026E14*D | 26000 | 95% | Yes | 100 | 200 | 150 | 300 | 200 | 400 | 250 | 500
204543725 | BRYANT | 935SA48060E17 | 60000 | 95% | Yes | 100 | 200 | 150 | 300 | 200 | 400 | 250 | 500
9121761 | BRYANT | 987MA42060V17*D | 60000 | 95% | Yes | 100 | 200 | 150 | 300 | 200 | 400 | 250 | 500
9121766 | BRYANT | 986TB42060V17*D | 60000 | 95% | Yes | 100 | 200 | 150 | 300 | 200 | 400 | 250 | 500
9121771 | BRYANT | 926TA36060V14*D | 60000 | 95% | Yes | 100 | 200 | 150 | 300 | 200 | 400 | 250 | 500
204032257 | BRYANT | 987MB42060C17*D | 60000 | 95% | Yes | 100 | 200 | 150 | 300 | 200 | 400 | 250 | 500
9946392 | BRYANT | 925SA36060E14**D | 60000 | 95% | Yes | 100 | 200 | 150 | 300 | 200 | 400 | 250 | 500
203924695 | BRYANT | 915SB36060E14**D | 60000 | 95% | Yes | 100 | 200 | 150 | 300 | 200 | 400 | 250 | 500
203924696 | BRYANT | 915SB36060E14*D | 60000 | 95% | Yes | 100 | 200 | 150 | 300 | 200 | 400 | 250 | 500
203360607 | BRYANT | 915SB42060E17**D | 60000 | 95% | Yes | 100 | 200 | 150 | 300 | 200 | 400 | 250 | 500
203359308 | BRYANT | 986TC42060C17*D | 60000 | 95% | Yes | 100 | 200 | 150 | 300 | 200 | 400 | 250 | 500
203924814 | BRYANT | 926TB36060V14 | 60000 | 95% | Yes | 100 | 200 | 150 | 300 | 200 | 400 | 250 | 500
203924816 | BRYANT | 926TB36060V14*D | 60000 | 95% | Yes | 100 | 200 | 150 | 300 | 200 | 400 | 250 | 500
203924693 | BRYANT | 915SB36060E14 | 60000 | 95% | Yes | 100 | 200 | 150 | 300 | 200 | 400 | 250 | 500
203924694 | BRYANT | 915SB36060E14* | 60000 | 95% | Yes | 100 | 200 | 150 | 300 | 200 | 400 | 250 | 500
9121772 | BRYANT | 926TA42060V17*D | 60000 | 95% | Yes | 100 | 200 | 150 | 300 | 200 | 400 | 250 | 500
7126214 | BRYANT | 926TA36060V14 | 60000 | 95% | Yes | 100 | 200 | 150 | 300 | 200 | 400 | 250 | 500
9121784 | BRYANT | 925SA36060E14*D | 60000 | 95% | Yes | 100 | 200 | 150 | 300 | 200 | 400 | 250 | 500
9121788 | BRYANT | 925SA42060E17*D | 60000 | 95% | Yes | 100 | 200 | 150 | 300 | 200 | 400 | 250 | 500
9946395 | BRYANT | 925SA42060E17**D | 60000 | 95% | Yes | 100 | 200 | 150 | 300 | 200 | 400 | 250 | 500
203360231 | BRYANT | 915SB42060E17*D | 60000 | 95% | Yes | 100 | 200 | 150 | 300 | 200 | 400 | 250 | 500
203359156 | BRYANT | 926TB42060V17*D | 60000 | 95% | Yes | 100 | 200 | 150 | 300 | 200 | 400 | 250 | 500
9121767 | BRYANT | 986TB42080V17*D | 80000 | 95% | Yes | 100 | 200 | 150 | 300 | 200 | 400 | 250 | 500
9121769 | BRYANT | 926TA48080V17*D | 80000 | 95% | Yes | 100 | 200 | 150 | 300 | 200 | 400 | 250 | 500
9121790 | BRYANT | 925SA60080E21*D | 80000 | 95% | Yes | 100 | 200 | 150 | 300 | 200 | 400 | 250 | 500
9946396 | BRYANT | 925SA48080E17**D | 80000 | 95% | Yes | 100 | 200 | 150 | 300 | 200 | 400 | 250 | 500
9946397 | BRYANT | 925SA60080E21**D | 80000 | 95% | Yes | 100 | 200 | 150 | 300 | 200 | 400 | 250 | 500
203359310 | BRYANT | 986TC60080C21*D | 80000 | 95% | Yes | 100 | 200 | 150 | 300 | 200 | 400 | 250 | 500
204543740 | BRYANT | 935SA60080E21 | 80000 | 95% | Yes | 100 | 200 | 150 | 300 | 200 | 400 | 250 | 500
9121763 | BRYANT | 987MA42080V17*D | 80000 | 95% | Yes | 100 | 200 | 150 | 300 | 200 | 400 | 250 | 500
9121768 | BRYANT | 986TB60080V21*D | 80000 | 95% | Yes | 100 | 200 | 150 | 300 | 200 | 400 | 250 | 500
9121770 | BRYANT | 926TA60080V21*D | 80000 | 95% | Yes | 100 | 200 | 150 | 300 | 200 | 400 | 250 | 500
9121789 | BRYANT | 925SA48080E17*D | 80000 | 95% | Yes | 100 | 200 | 150 | 300 | 200 | 400 | 250 | 500
204032258 | BRYANT | 987MB42080C17*D | 80000 | 95% | Yes | 100 | 200 | 150 | 300 | 200 | 400 | 250 | 500
204032266 | BRYANT | 987MB60080C21*D | 80000 | 95% | Yes | 100 | 200 | 150 | 300 | 200 | 400 | 250 | 500
9131955 | BRYANT | 987MA60080V21*D | 80000 | 95% | Yes | 100 | 200 | 150 | 300 | 200 | 400 | 250 | 500
203360233 | BRYANT | 915SB48080E17*D | 80000 | 95% | Yes | 100 | 200 | 150 | 300 | 200 | 400 | 250 | 500
203360235 | BRYANT | 915SB60080E21*D | 80000 | 95% | Yes | 100 | 200 | 150 | 300 | 200 | 400 | 250 | 500
203359157 | BRYANT | 926TB48080V17*D | 80000 | 95% | Yes | 100 | 200 | 150 | 300 | 200 | 400 | 250 | 500
203359158 | BRYANT | 926TB60080V21*D | 80000 | 95% | Yes | 100 | 200 | 150 | 300 | 200 | 400 | 250 | 500
203360608 | BRYANT | 915SB48080E17**D | 80000 | 95% | Yes | 100 | 200 | 150 | 300 | 200 | 400 | 250 | 500
203360609 | BRYANT | 915SB60080E21**D | 80000 | 95% | Yes | 100 | 200 | 150 | 300 | 200 | 400 | 250 | 500
203359309 | BRYANT | 986TC42080C17*D | 80000 | 95% | Yes | 100 | 200 | 150 | 300 | 200 | 400 | 250 | 500
9121773 | BRYANT | 926TA30040V14*D | 40000 | 95% | Yes | 100 | 200 | 150 | 300 | 200 | 400 | 250 | 500
9121774 | BRYANT | 926TA36040V17*D | 40000 | 95% | Yes | 100 | 200 | 150 | 300 | 200 | 400 | 250 | 500
9121787 | BRYANT | 925SA30040E14*D | 40000 | 95% | Yes | 100 | 200 | 150 | 300 | 200 | 400 | 250 | 500
9121792 | BRYANT | 925SA36040E17*D | 40000 | 95% | Yes | 100 | 200 | 150 | 300 | 200 | 400 | 250 | 500
9946394 | BRYANT | 925SA30040E14**D | 40000 | 95% | Yes | 100 | 200 | 150 | 300 | 200 | 400 | 250 | 500
9946399 | BRYANT | 925SA36040E17**D | 40000 | 95% | Yes | 100 | 200 | 150 | 300 | 200 | 400 | 250 | 500
203360229 | BRYANT | 915SB36040E17*D | 40000 | 95% | Yes | 100 | 200 | 150 | 300 | 200 | 400 | 250 | 500
203359155 | BRYANT | 926TB36040V17*D | 40000 | 95% | Yes | 100 | 200 | 150 | 300 | 200 | 400 | 250 | 500
203360606 | BRYANT | 915SB36040E17**D | 40000 | 95% | Yes | 100 | 200 | 150 | 300 | 200 | 400 | 250 | 500
203924815 | BRYANT | 926TB30040V14*D | 40000 | 95% | Yes | 100 | 200 | 150 | 300 | 200 | 400 | 250 | 500
203924691 | BRYANT | 915SB30040E14**D | 40000 | 95% | Yes | 100 | 200 | 150 | 300 | 200 | 400 | 250 | 500
203924692 | BRYANT | 915SB30040E14*D | 40000 | 95% | Yes | 100 | 200 | 150 | 300 | 200 | 400 | 250 | 500
9121759 | BRYANT | 987MA66100V21*D | 100000 | 95% | Yes | 100 | 200 | 150 | 300 | 200 | 400 | 250 | 500
9121764 | BRYANT | 986TB66100V21*D | 100000 | 95% | Yes | 100 | 200 | 150 | 300 | 200 | 400 | 250 | 500
9121776 | BRYANT | 926TA60100V21*D | 100000 | 95% | Yes | 100 | 200 | 150 | 300 | 200 | 400 | 250 | 500
9121791 | BRYANT | 925SA60100E21*D | 100000 | 95% | Yes | 100 | 200 | 150 | 300 | 200 | 400 | 250 | 500
204032267 | BRYANT | 987MB66100C21*D | 100000 | 95% | Yes | 100 | 200 | 150 | 300 | 200 | 400 | 250 | 500
205169236 | BRYANT | 915SB66100E21*D | 100000 | 95% | Yes | 100 | 200 | 150 | 300 | 200 | 400 | 250 | 500
205169237 | BRYANT | 915SB66100E21**D | 100000 | 95% | Yes | 100 | 200 | 150 | 300 | 200 | 400 | 250 | 500
205169263 | BRYANT | 935SA66100E21 | 100000 | 95% | Yes | 100 | 200 | 150 | 300 | 200 | 400 | 250 | 500
205169276 | BRYANT | 926TB66100V21*D | 100000 | 95% | Yes | 100 | 200 | 150 | 300 | 200 | 400 | 250 | 500
9946398 | BRYANT | 925SA60100E21**D | 100000 | 95% | Yes | 100 | 200 | 150 | 300 | 200 | 400 | 250 | 500
203360237 | BRYANT | 915SB60100E21*D | 100000 | 95% | Yes | 100 | 200 | 150 | 300 | 200 | 400 | 250 | 500
203359159 | BRYANT | 926TB60100V21*D | 100000 | 95% | Yes | 100 | 200 | 150 | 300 | 200 | 400 | 250 | 500
203360610 | BRYANT | 915SB60100E21**D | 100000 | 95% | Yes | 100 | 200 | 150 | 300 | 200 | 400 | 250 | 500
204835500 | BRYANT | 935SA60100E21 | 100000 | 95% | Yes | 100 | 200 | 150 | 300 | 200 | 400 | 250 | 500
203359311 | BRYANT | 986TC66100C21*D | 100000 | 95% | Yes | 100 | 200 | 150 | 300 | 200 | 400 | 250 | 500
9121760 | BRYANT | 987MA66120V24*D | 120000 | 95% | Yes | 100 | 200 | 150 | 300 | 200 | 400 | 250 | 500
9121765 | BRYANT | 986TB66120V24*D | 120000 | 95% | Yes | 100 | 200 | 150 | 300 | 200 | 400 | 250 | 500
9121775 | BRYANT | 926TA66120V24*D | 120000 | 95% | Yes | 100 | 200 | 150 | 300 | 200 | 400 | 250 | 500
9121786 | BRYANT | 925SA66120E24*D | 120000 | 95% | Yes | 100 | 200 | 150 | 300 | 200 | 400 | 250 | 500
204032262 | BRYANT | 987MB66120C24*D | 120000 | 95% | Yes | 100 | 200 | 150 | 300 | 200 | 400 | 250 | 500
9946393 | BRYANT | 925SA66120E24**D | 120000 | 95% | Yes | 100 | 200 | 150 | 300 | 200 | 400 | 250 | 500
203360240 | BRYANT | 915SB66120E24*D | 120000 | 95% | Yes | 100 | 200 | 150 | 300 | 200 | 400 | 250 | 500
203359160 | BRYANT | 926TB66120V24*D | 120000 | 95% | Yes | 100 | 200 | 150 | 300 | 200 | 400 | 250 | 500
203360611 | BRYANT | 915SB66120E24**D | 120000 | 95% | Yes | 100 | 200 | 150 | 300 | 200 | 400 | 250 | 500
203359312 | BRYANT | 986TC66120C24*D | 120000 | 95% | Yes | 100 | 200 | 150 | 300 | 200 | 400 | 250 | 500
203360225 | BRYANT | 915SB66140E24 | 140000 | 95% | Yes | 100 | 200 | 150 | 300 | 200 | 400 | 250 | 500
203360242 | BRYANT | 915SB66140E24*D | 140000 | 95% | Yes | 100 | 200 | 150 | 300 | 200 | 400 | 250 | 500
8849327 | BRYANT | 925SA30026E14 | 26000 | 96% | Yes | 100 | 200 | 200 | 400 | 200 | 400 | 250 | 500
203360212 | BRYANT | 915SB30026E14 | 26000 | 96% | Yes | 100 | 200 | 200 | 400 | 200 | 400 | 250 | 500
7126213 | BRYANT | 926TA36040V17 | 40000 | 96% | Yes | 100 | 200 | 200 | 400 | 200 | 400 | 250 | 500
203359149 | BRYANT | 926TB36040V17 | 40000 | 96% | Yes | 100 | 200 | 200 | 400 | 200 | 400 | 250 | 500
203924813 | BRYANT | 926TB30040V14 | 40000 | 96% | Yes | 100 | 200 | 200 | 400 | 200 | 400 | 250 | 500
203924689 | BRYANT | 915SB30040E14 | 40000 | 96% | Yes | 100 | 200 | 200 | 400 | 200 | 400 | 250 | 500
203924690 | BRYANT | 915SB30040E14* | 40000 | 96% | Yes | 100 | 200 | 200 | 400 | 200 | 400 | 250 | 500
9119366 | BRYANT | 925SA36040E17A | 40000 | 96.2% | Yes | 100 | 200 | 200 | 400 | 200 | 400 | 250 | 500
9946412 | BRYANT | 925SA30040E14A* | 40000 | 96.2% | Yes | 100 | 200 | 200 | 400 | 200 | 400 | 250 | 500
9946413 | BRYANT | 925SA36040E17A* | 40000 | 96.2% | Yes | 100 | 200 | 200 | 400 | 200 | 400 | 250 | 500
203360213 | BRYANT | 915SB36040E17 | 40000 | 96.2% | Yes | 100 | 200 | 200 | 400 | 200 | 400 | 250 | 500
203360600 | BRYANT | 915SB36040E17* | 40000 | 96.2% | Yes | 100 | 200 | 200 | 400 | 200 | 400 | 250 | 500
4708477 | BRYANT | 925SA30040E14A | 40000 | 96.2% | Yes | 100 | 200 | 200 | 400 | 200 | 400 | 250 | 500
9946391 | BRYANT | 925SA36060E14** | 60000 | 95.5% | Yes | 100 | 200 | 200 | 400 | 200 | 400 | 250 | 500
6484326 | BRYANT | 925SA36060E14 | 60000 | 95.5% | Yes | 100 | 200 | 200 | 400 | 200 | 400 | 250 | 500
4937699 | BRYANT | 925SA42060E17A | 60000 | 96.2% | Yes | 100 | 200 | 200 | 400 | 200 | 400 | 250 | 500
9946407 | BRYANT | 925SA42060E17A* | 60000 | 96.2% | Yes | 100 | 200 | 200 | 400 | 200 | 400 | 250 | 500
203360215 | BRYANT | 915SB42060E17 | 60000 | 96.2% | Yes | 100 | 200 | 200 | 400 | 200 | 400 | 250 | 500
203360601 | BRYANT | 915SB42060E17* | 60000 | 96.2% | Yes | 100 | 200 | 200 | 400 | 200 | 400 | 250 | 500
7126208 | BRYANT | 926TA42060V17 | 60000 | 96.3% | Yes | 100 | 200 | 200 | 400 | 200 | 400 | 250 | 500
203359150 | BRYANT | 926TB42060V17 | 60000 | 96.3% | Yes | 100 | 200 | 200 | 400 | 200 | 400 | 250 | 500
204032263 | BRYANT | 987MB42060C17 | 60000 | 97% | Yes | 100 | 200 | 200 | 400 | 200 | 400 | 250 | 500
4706200 | BRYANT | 987MA42060V17A | 60000 | 97% | Yes | 100 | 200 | 200 | 400 | 200 | 400 | 250 | 500
9121762 | BRYANT | 987MA60060V21*D | 61000 | 96.7% | Yes | 100 | 200 | 200 | 400 | 200 | 400 | 250 | 500
204032265 | BRYANT | 987MB60060C21*D | 61000 | 96.7% | Yes | 100 | 200 | 200 | 400 | 200 | 400 | 250 | 500
204032259 | BRYANT | 987MB60060C21 | 61000 | 98.3% | Yes | 100 | 200 | 200 | 400 | 200 | 400 | 250 | 500
5053232 | BRYANT | 987MA60060V21 | 61000 | 98.3% | Yes | 100 | 200 | 200 | 400 | 200 | 400 | 250 | 500
7126211 | BRYANT | 926TA60080V21 | 80000 | 96.5% | Yes | 100 | 200 | 200 | 400 | 200 | 400 | 250 | 500
203359152 | BRYANT | 926TB60080V21 | 80000 | 96.5% | Yes | 100 | 200 | 200 | 400 | 200 | 400 | 250 | 500
6491815 | BRYANT | 986TB60080V21 | 80000 | 96.7% | Yes | 100 | 200 | 200 | 400 | 200 | 400 | 250 | 500
203359305 | BRYANT | 986TC60080C21 | 80000 | 96.7% | Yes | 100 | 200 | 200 | 400 | 200 | 400 | 250 | 500
204032260 | BRYANT | 987MB60080C21 | 80000 | 97% | Yes | 100 | 200 | 200 | 400 | 200 | 400 | 250 | 500
204032264 | BRYANT | 987MB42080C17 | 80000 | 97% | Yes | 100 | 200 | 200 | 400 | 200 | 400 | 250 | 500
5053233 | BRYANT | 987MA60080V21 | 80000 | 97% | Yes | 100 | 200 | 200 | 400 | 200 | 400 | 250 | 500
4706201 | BRYANT | 987MA42080V17A | 80000 | 97% | Yes | 100 | 200 | 200 | 400 | 200 | 400 | 250 | 500
7126207 | BRYANT | 926TA30040V14 | 40000 | 96.5% | Yes | 100 | 200 | 200 | 400 | 200 | 400 | 250 | 500
7126209 | BRYANT | 926TA48080V17 | 80000 | 96.2% | Yes | 100 | 200 | 200 | 400 | 200 | 400 | 250 | 500
9946408 | BRYANT | 925SA48080E17* | 80000 | 96.2% | Yes | 100 | 200 | 200 | 400 | 200 | 400 | 250 | 500
9946410 | BRYANT | 925SA60080E21* | 80000 | 96.2% | Yes | 100 | 200 | 200 | 400 | 200 | 400 | 250 | 500
5039488 | BRYANT | 925SA60080E21 | 80000 | 96.2% | Yes | 100 | 200 | 200 | 400 | 200 | 400 | 250 | 500
203359151 | BRYANT | 926TB48080V17 | 80000 | 96.2% | Yes | 100 | 200 | 200 | 400 | 200 | 400 | 250 | 500
6488651 | BRYANT | 986TB42080V17 | 80000 | 96.2% | Yes | 100 | 200 | 200 | 400 | 200 | 400 | 250 | 500
203360217 | BRYANT | 915SB48080E17 | 80000 | 96.2% | Yes | 100 | 200 | 200 | 400 | 200 | 400 | 250 | 500
203360219 | BRYANT | 915SB60080E21 | 80000 | 96.2% | Yes | 100 | 200 | 200 | 400 | 200 | 400 | 250 | 500
203360602 | BRYANT | 915SB48080E17* | 80000 | 96.2% | Yes | 100 | 200 | 200 | 400 | 200 | 400 | 250 | 500
203360603 | BRYANT | 915SB60080E21* | 80000 | 96.2% | Yes | 100 | 200 | 200 | 400 | 200 | 400 | 250 | 500
203359304 | BRYANT | 986TC42080C17 | 80000 | 96.2% | Yes | 100 | 200 | 200 | 400 | 200 | 400 | 250 | 500
4738981 | BRYANT | 925SA48080E17 | 80000 | 96.2% | Yes | 100 | 200 | 200 | 400 | 200 | 400 | 250 | 500
6488436 | BRYANT | 986TB42060V17 | 60000 | 96.3% | Yes | 100 | 200 | 200 | 400 | 200 | 400 | 250 | 500
203359303 | BRYANT | 986TC42060C17 | 60000 | 96.3% | Yes | 100 | 200 | 200 | 400 | 200 | 400 | 250 | 500
204032261 | BRYANT | 987MB66100C21 | 100000 | 97% | Yes | 100 | 200 | 200 | 400 | 200 | 400 | 250 | 500
5053234 | BRYANT | 987MA66100V21 | 100000 | 97% | Yes | 100 | 200 | 200 | 400 | 200 | 400 | 250 | 500
7126212 | BRYANT | 926TA60100V21 | 100000 | 96.1% | Yes | 100 | 200 | 200 | 400 | 200 | 400 | 250 | 500
205169275 | BRYANT | 926TB66100V21 | 100000 | 96.1% | Yes | 100 | 200 | 200 | 400 | 200 | 400 | 250 | 500
203359153 | BRYANT | 926TB60100V21 | 100000 | 96.1% | Yes | 100 | 200 | 200 | 400 | 200 | 400 | 250 | 500
6491816 | BRYANT | 986TB66100V21 | 100000 | 96.1% | Yes | 100 | 200 | 200 | 400 | 200 | 400 | 250 | 500
203359306 | BRYANT | 986TC66100C21 | 100000 | 96.1% | Yes | 100 | 200 | 200 | 400 | 200 | 400 | 250 | 500
205169258 | BRYANT | 915SB66100E21* | 100000 | 96.2% | Yes | 100 | 200 | 200 | 400 | 200 | 400 | 250 | 500
205169259 | BRYANT | 915SB66100E21 | 100000 | 96.2% | Yes | 100 | 200 | 200 | 400 | 200 | 400 | 250 | 500
9946411 | BRYANT | 925SA60100E21* | 100000 | 96.2% | Yes | 100 | 200 | 200 | 400 | 200 | 400 | 250 | 500
5039489 | BRYANT | 925SA60100E21 | 100000 | 96.2% | Yes | 100 | 200 | 200 | 400 | 200 | 400 | 250 | 500
203360221 | BRYANT | 915SB60100E21 | 100000 | 96.2% | Yes | 100 | 200 | 200 | 400 | 200 | 400 | 250 | 500
203360604 | BRYANT | 915SB60100E21* | 100000 | 96.2% | Yes | 100 | 200 | 200 | 400 | 200 | 400 | 250 | 500
7126210 | BRYANT | 926TA66120V24 | 120000 | 96.5% | Yes | 100 | 200 | 200 | 400 | 200 | 400 | 250 | 500
203359154 | BRYANT | 926TB66120V24 | 120000 | 96.5% | Yes | 100 | 200 | 200 | 400 | 200 | 400 | 250 | 500
6491817 | BRYANT | 986TB66120V24 | 120000 | 96.5% | Yes | 100 | 200 | 200 | 400 | 200 | 400 | 250 | 500
203359307 | BRYANT | 986TC66120C24 | 120000 | 96.5% | Yes | 100 | 200 | 200 | 400 | 200 | 400 | 250 | 500
204032268 | BRYANT | 987MB66120C24 | 120000 | 97% | Yes | 100 | 200 | 200 | 400 | 200 | 400 | 250 | 500
4706203 | BRYANT | 987MA66120V24A | 120000 | 97% | Yes | 100 | 200 | 200 | 400 | 200 | 400 | 250 | 500
203360223 | BRYANT | 915SB66120E24 | 120000 | 96.1% | Yes | 100 | 200 | 200 | 400 | 200 | 400 | 250 | 500
203360605 | BRYANT | 915SB66120E24* | 120000 | 96.1% | Yes | 100 | 200 | 200 | 400 | 200 | 400 | 250 | 500
9946409 | BRYANT | 925SA66120E24A* | 120000 | 96.2% | Yes | 100 | 200 | 200 | 400 | 200 | 400 | 250 | 500
4708480 | BRYANT | 925SA66120E24A | 120000 | 96.2% | Yes | 100 | 200 | 200 | 400 | 200 | 400 | 250 | 500
205822221 | BRYANT | 926SA60100V21 | 100000 | 96.2% | Yes | 100 | 200 | 200 | 400 | 200 | 400 | 250 | 500
205822232 | BRYANT | 926SA60100V21*D | 100000 | 95% | Yes | 100 | 200 | 150 | 300 | 200 | 400 | 250 | 500
205822243 | BRYANT | 926SA66120V24 | 120000 | 96.1% | Yes | 100 | 200 | 200 | 400 | 200 | 400 | 250 | 500
205822254 | BRYANT | 926SA66120V24*D | 120000 | 95% | Yes | 100 | 200 | 150 | 300 | 200 | 400 | 250 | 500
212595256 | BRYANT | 926SB60100V21 | 100000 | 96.3% | Yes | 100 | 200 | 200 | 400 | 200 | 400 | 250 | 500
212595257 | BRYANT | 926SB60100V21*D | 100000 | 95% | Yes | 100 | 200 | 150 | 300 | 200 | 400 | 250 | 500
212595258 | BRYANT | 926TC60100V21 | 100000 | 96.1% | Yes | 100 | 200 | 200 | 400 | 200 | 400 | 250 | 500
212595259 | BRYANT | 926TC60100V21*D | 100000 | 95% | Yes | 100 | 200 | 150 | 300 | 200 | 400 | 250 | 500
212595260 | BRYANT | 926TC66100V21 | 100000 | 96.2% | Yes | 100 | 200 | 200 | 400 | 200 | 400 | 250 | 500
212595261 | BRYANT | 926TC66100V21*D | 100000 | 95% | Yes | 100 | 200 | 150 | 300 | 200 | 400 | 250 | 500
212594929 | BRYANT | 926SB30040V14*D | 40000 | 95% | Yes | 100 | 200 | 150 | 300 | 200 | 400 | 250 | 500
212594930 | BRYANT | 926SB36040V17 | 40000 | 96.7% | Yes | 100 | 200 | 200 | 400 | 200 | 400 | 250 | 500
212594931 | BRYANT | 926SB36040V17*D | 40000 | 95% | Yes | 100 | 200 | 150 | 300 | 200 | 400 | 250 | 500
212594932 | BRYANT | 926TC30040V14 | 40000 | 96% | Yes | 100 | 200 | 200 | 400 | 200 | 400 | 250 | 500
212594933 | BRYANT | 926TC30040V14*D | 40000 | 95% | Yes | 100 | 200 | 150 | 300 | 200 | 400 | 250 | 500
212594934 | BRYANT | 926TC36040V17 | 40000 | 96% | Yes | 100 | 200 | 200 | 400 | 200 | 400 | 250 | 500
212594935 | BRYANT | 926TC36040V17*D | 40000 | 95% | Yes | 100 | 200 | 150 | 300 | 200 | 400 | 250 | 500
212595148 | BRYANT | 926SB48080V17 | 80000 | 97% | Yes | 100 | 200 | 200 | 400 | 200 | 400 | 250 | 500
212595149 | BRYANT | 926SB48080V17*D | 80000 | 95% | Yes | 100 | 200 | 150 | 300 | 200 | 400 | 250 | 500
212595150 | BRYANT | 926SB60080V21 | 80000 | 97% | Yes | 100 | 200 | 200 | 400 | 200 | 400 | 250 | 500
212595151 | BRYANT | 926SB60080V21*D | 80000 | 95% | Yes | 100 | 200 | 150 | 300 | 200 | 400 | 250 | 500
212595152 | BRYANT | 926TC48080V17 | 80000 | 96.2% | Yes | 100 | 200 | 200 | 400 | 200 | 400 | 250 | 500
212595153 | BRYANT | 926TC48080V17*D | 80000 | 95% | Yes | 100 | 200 | 150 | 300 | 200 | 400 | 250 | 500
205822089 | BRYANT | 926SA30040V14 | 40000 | 96% | Yes | 100 | 200 | 200 | 400 | 200 | 400 | 250 | 500
205822100 | BRYANT | 926SA30040V14*D | 40000 | 95% | Yes | 100 | 200 | 150 | 300 | 200 | 400 | 250 | 500
205822111 | BRYANT | 926SA36040V17 | 40000 | 96.2% | Yes | 100 | 200 | 200 | 400 | 200 | 400 | 250 | 500
205822122 | BRYANT | 926SA36040V17*D | 40000 | 95% | Yes | 100 | 200 | 150 | 300 | 200 | 400 | 250 | 500
206237475 | BRYANT | 935CA48060C17 | 60000 | 95% | Yes | 100 | 200 | 150 | 300 | 200 | 400 | 250 | 500
206237496 | BRYANT | 935CA60080C21 | 80000 | 95% | Yes | 100 | 200 | 150 | 300 | 200 | 400 | 250 | 500
206349946 | BRYANT | 935CA66100C21 | 100000 | 95% | Yes | 100 | 200 | 150 | 300 | 200 | 400 | 250 | 500
211778825 | BRYANT | 912SE36040M14 | 40000 | 92.1% | Yes | 100 | 200 | 100 | 200 | 200 | 400 | 250 | 500
211778826 | BRYANT | 912SE36040M14* | 40000 | 92.1% | Yes | 100 | 200 | 100 | 200 | 200 | 400 | 250 | 500
211778827 | BRYANT | 912SE36040M17 | 40000 | 92.1% | Yes | 100 | 200 | 100 | 200 | 200 | 400 | 250 | 500
211778828 | BRYANT | 912SE36040M17* | 40000 | 92.1% | Yes | 100 | 200 | 100 | 200 | 200 | 400 | 250 | 500
211778829 | BRYANT | 912SE36060M14 | 60000 | 92.1% | Yes | 100 | 200 | 100 | 200 | 200 | 400 | 250 | 500
211778830 | BRYANT | 912SE36060M14* | 60000 | 92.1% | Yes | 100 | 200 | 100 | 200 | 200 | 400 | 250 | 500
211778831 | BRYANT | 912SE42060M17 | 60000 | 92.1% | Yes | 100 | 200 | 100 | 200 | 200 | 400 | 250 | 500
211778832 | BRYANT | 912SE42060M17* | 60000 | 92.1% | Yes | 100 | 200 | 100 | 200 | 200 | 400 | 250 | 500
211778833 | BRYANT | 912SE48080M17 | 80000 | 92.1% | Yes | 100 | 200 | 100 | 200 | 200 | 400 | 250 | 500
211778834 | BRYANT | 912SE48080M17* | 80000 | 92.1% | Yes | 100 | 200 | 100 | 200 | 200 | 400 | 250 | 500
211778835 | BRYANT | 912SE60080M21 | 80000 | 92.1% | Yes | 100 | 200 | 100 | 200 | 200 | 400 | 250 | 500
211778836 | BRYANT | 912SE60080M21* | 80000 | 92.1% | Yes | 100 | 200 | 100 | 200 | 200 | 400 | 250 | 500
211778837 | BRYANT | 912SE60100M21 | 100000 | 92.1% | Yes | 100 | 200 | 100 | 200 | 200 | 400 | 250 | 500
211778838 | BRYANT | 912SE60100M21* | 100000 | 92.1% | Yes | 100 | 200 | 100 | 200 | 200 | 400 | 250 | 500
211778839 | BRYANT | 912SE60120M24 | 120000 | 92.1% | Yes | 100 | 200 | 100 | 200 | 200 | 400 | 250 | 500
211778840 | BRYANT | 912SE60120M24* | 120000 | 92.1% | Yes | 100 | 200 | 100 | 200 | 200 | 400 | 250 | 500
211778841 | BRYANT | 912SE66100M21 | 100000 | 92.1% | Yes | 100 | 200 | 100 | 200 | 200 | 400 | 250 | 500
211778842 | BRYANT | 912SE66100M21* | 100000 | 92.1% | Yes | 100 | 200 | 100 | 200 | 200 | 400 | 250 | 500
211781232 | BRYANT | 935SB36040M17 | 40000 | 95% | Yes | 100 | 200 | 150 | 300 | 200 | 400 | 250 | 500
211781233 | BRYANT | 935SB48060M17 | 60000 | 95% | Yes | 100 | 200 | 150 | 300 | 200 | 400 | 250 | 500
211781234 | BRYANT | 935SB60080M21 | 80000 | 95% | Yes | 100 | 200 | 150 | 300 | 200 | 400 | 250 | 500
211781235 | BRYANT | 935SB60100M21 | 100000 | 95% | Yes | 100 | 200 | 150 | 300 | 200 | 400 | 250 | 500
211781236 | BRYANT | 935SB66100M21 | 100000 | 95% | Yes | 100 | 200 | 150 | 300 | 200 | 400 | 250 | 500
211779122 | BRYANT | 916SA48060M17* | 60000 | 97% | Yes | 100 | 200 | 200 | 400 | 200 | 400 | 250 | 500
211779123 | BRYANT | 916SA48060M17**D | 60000 | 95% | Yes | 100 | 200 | 150 | 300 | 200 | 400 | 250 | 500
211779124 | BRYANT | 916SA48060M17*D | 60000 | 95% | Yes | 100 | 200 | 150 | 300 | 200 | 400 | 250 | 500
211779125 | BRYANT | 916SA48080M17**D | 80000 | 95% | Yes | 100 | 200 | 150 | 300 | 200 | 400 | 250 | 500
211779126 | BRYANT | 916SA48080M17*D | 80000 | 95% | Yes | 100 | 200 | 150 | 300 | 200 | 400 | 250 | 500
211779127 | BRYANT | 916SA60080M21 | 80000 | 97% | Yes | 100 | 200 | 200 | 400 | 200 | 400 | 250 | 500
211779128 | BRYANT | 916SA60080M21* | 80000 | 97% | Yes | 100 | 200 | 200 | 400 | 200 | 400 | 250 | 500
211779129 | BRYANT | 916SA60080M21**D | 80000 | 95% | Yes | 100 | 200 | 150 | 300 | 200 | 400 | 250 | 500
211779130 | BRYANT | 916SA60080M21*D | 80000 | 95% | Yes | 100 | 200 | 150 | 300 | 200 | 400 | 250 | 500
211779131 | BRYANT | 916SA60100M21 | 100000 | 96.3% | Yes | 100 | 200 | 200 | 400 | 200 | 400 | 250 | 500
211779132 | BRYANT | 916SA60100M21* | 100000 | 96.3% | Yes | 100 | 200 | 200 | 400 | 200 | 400 | 250 | 500
211779133 | BRYANT | 916SA60100M21**D | 100000 | 95% | Yes | 100 | 200 | 150 | 300 | 200 | 400 | 250 | 500
211779134 | BRYANT | 916SA60100M21*D | 100000 | 95% | Yes | 100 | 200 | 150 | 300 | 200 | 400 | 250 | 500
211779135 | BRYANT | 916SA66100M21 | 100000 | 96.3% | Yes | 100 | 200 | 200 | 400 | 200 | 400 | 250 | 500
211779136 | BRYANT | 916SA66100M21* | 100000 | 96.3% | Yes | 100 | 200 | 200 | 400 | 200 | 400 | 250 | 500
211779137 | BRYANT | 916SA66100M21**D | 100000 | 95% | Yes | 100 | 200 | 150 | 300 | 200 | 400 | 250 | 500
211779138 | BRYANT | 916SA66100M21*D | 100000 | 95% | Yes | 100 | 200 | 150 | 300 | 200 | 400 | 250 | 500
211779139 | BRYANT | 916SA66120M24 | 120000 | 96.1% | Yes | 100 | 200 | 200 | 400 | 200 | 400 | 250 | 500
211779140 | BRYANT | 916SA66120M24* | 120000 | 96.1% | Yes | 100 | 200 | 200 | 400 | 200 | 400 | 250 | 500
211779141 | BRYANT | 916SA66120M24**D | 120000 | 95% | Yes | 100 | 200 | 150 | 300 | 200 | 400 | 250 | 500
211779142 | BRYANT | 916SA66120M24*D | 120000 | 95% | Yes | 100 | 200 | 150 | 300 | 200 | 400 | 250 | 500
211779143 | BRYANT | 916SA66140M24 | 140000 | 95% | Yes | 100 | 200 | 150 | 300 | 200 | 400 | 250 | 500
211779144 | BRYANT | 916SA66140M24*D | 140000 | 95% | Yes | 100 | 200 | 150 | 300 | 200 | 400 | 250 | 500
213683147 | BRYANT | 986TD30040C17 | 40000 | 96% | Yes | 100 | 200 | 200 | 400 | 200 | 400 | 250 | 500
213683148 | BRYANT | 986TD30040C17*D | 40000 | 95% | Yes | 100 | 200 | 150 | 300 | 200 | 400 | 250 | 500
213683641 | BRYANT | 987MC60080C21 | 80000 | 97% | Yes | 100 | 200 | 200 | 400 | 200 | 400 | 250 | 500
213683642 | BRYANT | 987MC60080C21*D | 80000 | 95% | Yes | 100 | 200 | 150 | 300 | 200 | 400 | 250 | 500
211779107 | BRYANT | 916SA30026M14 | 26000 | 96% | Yes | 100 | 200 | 200 | 400 | 200 | 400 | 250 | 500
211779108 | BRYANT | 916SA30026M14*D | 26000 | 95% | Yes | 100 | 200 | 150 | 300 | 200 | 400 | 250 | 500
211779109 | BRYANT | 916SA30040M14 | 40000 | 96% | Yes | 100 | 200 | 200 | 400 | 200 | 400 | 250 | 500
211779110 | BRYANT | 916SA30040M14* | 40000 | 96% | Yes | 100 | 200 | 200 | 400 | 200 | 400 | 250 | 500
211779111 | BRYANT | 916SA30040M14**D | 40000 | 95% | Yes | 100 | 200 | 150 | 300 | 200 | 400 | 250 | 500
211779112 | BRYANT | 916SA30040M14*D | 40000 | 95% | Yes | 100 | 200 | 150 | 300 | 200 | 400 | 250 | 500
211779113 | BRYANT | 916SA36040M17 | 40000 | 96.7% | Yes | 100 | 200 | 200 | 400 | 200 | 400 | 250 | 500
211779114 | BRYANT | 916SA36040M17* | 40000 | 96.7% | Yes | 100 | 200 | 200 | 400 | 200 | 400 | 250 | 500
211779115 | BRYANT | 916SA36040M17**D | 40000 | 95% | Yes | 100 | 200 | 150 | 300 | 200 | 400 | 250 | 500
211779116 | BRYANT | 916SA36040M17*D | 40000 | 95% | Yes | 100 | 200 | 150 | 300 | 200 | 400 | 250 | 500
211779117 | BRYANT | 916SA36060M14 | 60000 | 95% | Yes | 100 | 200 | 150 | 300 | 200 | 400 | 250 | 500
211779118 | BRYANT | 916SA36060M14* | 60000 | 95% | Yes | 100 | 200 | 150 | 300 | 200 | 400 | 250 | 500
211779119 | BRYANT | 916SA36060M14**D | 60000 | 95% | Yes | 100 | 200 | 150 | 300 | 200 | 400 | 250 | 500
211779120 | BRYANT | 916SA36060M14*D | 60000 | 95% | Yes | 100 | 200 | 150 | 300 | 200 | 400 | 250 | 500
211779121 | BRYANT | 916SA48060M17 | 60000 | 97% | Yes | 100 | 200 | 200 | 400 | 200 | 400 | 250 | 500
205645636 | BRYANT | 935SA36040E17 | 40000 | 95% | Yes | 100 | 200 | 150 | 300 | 200 | 400 | 250 | 500
212595038 | BRYANT | 926SB36060V14 | 60000 | 95% | Yes | 100 | 200 | 150 | 300 | 200 | 400 | 250 | 500
212595039 | BRYANT | 926SB36060V14*D | 60000 | 95% | Yes | 100 | 200 | 150 | 300 | 200 | 400 | 250 | 500
212595040 | BRYANT | 926SB48060V17 | 60000 | 97% | Yes | 100 | 200 | 200 | 400 | 200 | 400 | 250 | 500
212595041 | BRYANT | 926SB48060V17*D | 60000 | 95% | Yes | 100 | 200 | 150 | 300 | 200 | 400 | 250 | 500
212595042 | BRYANT | 926TC36060V14 | 60000 | 95% | Yes | 100 | 200 | 150 | 300 | 200 | 400 | 250 | 500
212595043 | BRYANT | 926TC36060V14*D | 60000 | 95% | Yes | 100 | 200 | 150 | 300 | 200 | 400 | 250 | 500
212595044 | BRYANT | 926TC48060V17 | 60000 | 96.3% | Yes | 100 | 200 | 200 | 400 | 200 | 400 | 250 | 500
212595045 | BRYANT | 926TC48060V17*D | 60000 | 95% | Yes | 100 | 200 | 150 | 300 | 200 | 400 | 250 | 500
205822133 | BRYANT | 926SA36060V14 | 60000 | 95% | Yes | 100 | 200 | 150 | 300 | 200 | 400 | 250 | 500
205822144 | BRYANT | 926SA36060V14*D | 60000 | 95% | Yes | 100 | 200 | 150 | 300 | 200 | 400 | 250 | 500
205822155 | BRYANT | 926SA42060V17 | 60000 | 96.5% | Yes | 100 | 200 | 200 | 400 | 200 | 400 | 250 | 500
205822166 | BRYANT | 926SA42060V17*D | 60000 | 95% | Yes | 100 | 200 | 150 | 300 | 200 | 400 | 250 | 500
212595154 | BRYANT | 926TC60080V21 | 80000 | 96.7% | Yes | 100 | 200 | 200 | 400 | 200 | 400 | 250 | 500
212595155 | BRYANT | 926TC60080V21*D | 80000 | 95% | Yes | 100 | 200 | 150 | 300 | 200 | 400 | 250 | 500
212594928 | BRYANT | 926SB30040V14 | 40000 | 96% | Yes | 100 | 200 | 200 | 400 | 200 | 400 | 250 | 500
211780725 | BRYANT | 916SA48080M17 | 80000 | 97% | Yes | 100 | 200 | 200 | 400 | 200 | 400 | 250 | 500
211780726 | BRYANT | 916SA48080M17* | 80000 | 97% | Yes | 100 | 200 | 200 | 400 | 200 | 400 | 250 | 500
205822177 | BRYANT | 926SA48080V17 | 80000 | 96.2% | Yes | 100 | 200 | 200 | 400 | 200 | 400 | 250 | 500
205822188 | BRYANT | 926SA48080V17*D | 80000 | 95% | Yes | 100 | 200 | 150 | 300 | 200 | 400 | 250 | 500
205822199 | BRYANT | 926SA60080V21 | 80000 | 96.2% | Yes | 100 | 200 | 200 | 400 | 200 | 400 | 250 | 500
205822210 | BRYANT | 926SA60080V21*D | 80000 | 95% | Yes | 100 | 200 | 150 | 300 | 200 | 400 | 250 | 500
212595338 | BRYANT | 926SB66120V24 | 120000 | 96.1% | Yes | 100 | 200 | 200 | 400 | 200 | 400 | 250 | 500
212595339 | BRYANT | 926SB66120V24*D | 120000 | 95% | Yes | 100 | 200 | 150 | 300 | 200 | 400 | 250 | 500
212595340 | BRYANT | 926TC66120V24 | 120000 | 96.7% | Yes | 100 | 200 | 200 | 400 | 200 | 400 | 250 | 500
212595341 | BRYANT | 926TC66120V24*D | 120000 | 95% | Yes | 100 | 200 | 150 | 300 | 200 | 400 | 250 | 500
213683216 | BRYANT | 935CB48060C17 | 60000 | 95% | Yes | 100 | 200 | 150 | 300 | 200 | 400 | 250 | 500
213683217 | BRYANT | 935CB60080C21 | 80000 | 95% | Yes | 100 | 200 | 150 | 300 | 200 | 400 | 250 | 500
213683218 | BRYANT | 935CB66100C21 | 100000 | 95% | Yes | 100 | 200 | 150 | 300 | 200 | 400 | 250 | 500
213683219 | BRYANT | 986TD42060C17 | 60000 | 96.3% | Yes | 100 | 200 | 200 | 400 | 200 | 400 | 250 | 500
213683220 | BRYANT | 986TD42060C17*D | 60000 | 95% | Yes | 100 | 200 | 150 | 300 | 200 | 400 | 250 | 500
213683221 | BRYANT | 986TD42080C17 | 80000 | 96.2% | Yes | 100 | 200 | 200 | 400 | 200 | 400 | 250 | 500
213683222 | BRYANT | 986TD42080C17*D | 80000 | 95% | Yes | 100 | 200 | 150 | 300 | 200 | 400 | 250 | 500
213683223 | BRYANT | 986TD60080C21 | 80000 | 96.7% | Yes | 100 | 200 | 200 | 400 | 200 | 400 | 250 | 500
213683224 | BRYANT | 986TD60080C21*D | 80000 | 95% | Yes | 100 | 200 | 150 | 300 | 200 | 400 | 250 | 500
213683225 | BRYANT | 986TD66100C21 | 100000 | 96.1% | Yes | 100 | 200 | 200 | 400 | 200 | 400 | 250 | 500
213683226 | BRYANT | 986TD66100C21*D | 100000 | 95% | Yes | 100 | 200 | 150 | 300 | 200 | 400 | 250 | 500
213683227 | BRYANT | 986TD66120C24 | 120000 | 96.5% | Yes | 100 | 200 | 200 | 400 | 200 | 400 | 250 | 500
213683228 | BRYANT | 986TD66120C24*D | 120000 | 95% | Yes | 100 | 200 | 150 | 300 | 200 | 400 | 250 | 500
213683229 | BRYANT | 987MC42060C17 | 60000 | 97% | Yes | 100 | 200 | 200 | 400 | 200 | 400 | 250 | 500
213683230 | BRYANT | 987MC42060C17*D | 60000 | 95% | Yes | 100 | 200 | 150 | 300 | 200 | 400 | 250 | 500
213683231 | BRYANT | 987MC42080C17 | 80000 | 97% | Yes | 100 | 200 | 200 | 400 | 200 | 400 | 250 | 500
213683232 | BRYANT | 987MC42080C17*D | 80000 | 95% | Yes | 100 | 200 | 150 | 300 | 200 | 400 | 250 | 500
213683233 | BRYANT | 987MC60060C21 | 61000 | 98.3% | Yes | 100 | 200 | 200 | 400 | 200 | 400 | 250 | 500
213683234 | BRYANT | 987MC60060C21*D | 61000 | 96.7% | Yes | 100 | 200 | 200 | 400 | 200 | 400 | 250 | 500
213683235 | BRYANT | 987MC66100C21 | 100000 | 97% | Yes | 100 | 200 | 200 | 400 | 200 | 400 | 250 | 500
213683236 | BRYANT | 987MC66100C21*D | 100000 | 95% | Yes | 100 | 200 | 150 | 300 | 200 | 400 | 250 | 500
213683237 | BRYANT | 987MC66120C24 | 120000 | 97% | Yes | 100 | 200 | 200 | 400 | 200 | 400 | 250 | 500
213683238 | BRYANT | 987MC66120C24*D | 120000 | 95% | Yes | 100 | 200 | 150 | 300 | 200 | 400 | 250 | 500
9924381 | CARRIER | 59SC2C060S17--16* | 60000 | 92.1% | No | 100 | 200 | 0 | 0 | 100 | 200 | 250 | 500
9121677 | CARRIER | 59SC5A026S14--08*D | 26000 | 95% | No | 100 | 200 | 0 | 0 | 100 | 200 | 250 | 500
8849322 | CARRIER | 59SC5A026S14--08 | 26000 | 96% | No | 100 | 200 | 0 | 0 | 100 | 200 | 250 | 500
5581508 | CARRIER | 59SC2B080S17--16 | 80000 | 92.1% | No | 100 | 200 | 0 | 0 | 100 | 200 | 250 | 500
7126219 | CARRIER | 59SC2C040S14--10 | 40000 | 92.1% | No | 100 | 200 | 0 | 0 | 100 | 200 | 250 | 500
7126220 | CARRIER | 59SC2C040S17--12 | 40000 | 92.1% | No | 100 | 200 | 0 | 0 | 100 | 200 | 250 | 500
9924379 | CARRIER | 59SC2C040S17--12* | 40000 | 92.1% | No | 100 | 200 | 0 | 0 | 100 | 200 | 250 | 500
7126224 | CARRIER | 59SC2C080S21--20 | 80000 | 92.1% | No | 100 | 200 | 0 | 0 | 100 | 200 | 250 | 500
9924382 | CARRIER | 59SC2C080S21--20* | 80000 | 92.1% | No | 100 | 200 | 0 | 0 | 100 | 200 | 250 | 500
9924386 | CARRIER | 59SC2B080S17--16** | 80000 | 92.1% | No | 100 | 200 | 0 | 0 | 100 | 200 | 250 | 500
9944790 | CARRIER | 59SC5A040S14--10**D | 40000 | 95% | No | 100 | 200 | 0 | 0 | 100 | 200 | 250 | 500
9944791 | CARRIER | 59SC5A040S17--12**D | 40000 | 95% | No | 100 | 200 | 0 | 0 | 100 | 200 | 250 | 500
9121678 | CARRIER | 59SC5A040S14--10*D | 40000 | 95% | No | 100 | 200 | 0 | 0 | 100 | 200 | 250 | 500
9121679 | CARRIER | 59SC5A040S17--12*D | 40000 | 95% | No | 100 | 200 | 0 | 0 | 100 | 200 | 250 | 500
9944782 | CARRIER | 59SC5A040S14--10* | 40000 | 96% | No | 100 | 200 | 0 | 0 | 100 | 200 | 250 | 500
9944799 | CARRIER | 59SC5A040S17--12** | 40000 | 96% | No | 100 | 200 | 0 | 0 | 100 | 200 | 250 | 500
5584117 | CARRIER | 59SC5A040S17--12 | 40000 | 96% | No | 100 | 200 | 0 | 0 | 100 | 200 | 250 | 500
5039399 | CARRIER | 59SC5A040S14--10 | 40000 | 96% | No | 100 | 200 | 0 | 0 | 100 | 200 | 250 | 500
9924378 | CARRIER | 59SC2C040S14--10* | 40000 | 92.1% | No | 100 | 200 | 0 | 0 | 100 | 200 | 250 | 500
7126221 | CARRIER | 59SC2C060S14--12 | 60000 | 92.1% | No | 100 | 200 | 0 | 0 | 100 | 200 | 250 | 500
7126225 | CARRIER | 59SC2C100S21--16 | 100000 | 92.1% | No | 100 | 200 | 0 | 0 | 100 | 200 | 250 | 500
7126226 | CARRIER | 59SC2C100S21--20 | 100000 | 92.1% | No | 100 | 200 | 0 | 0 | 100 | 200 | 250 | 500
9924383 | CARRIER | 59SC2C100S21--16* | 100000 | 92.1% | No | 100 | 200 | 0 | 0 | 100 | 200 | 250 | 500
9924380 | CARRIER | 59SC2C060S14--12* | 60000 | 92.1% | No | 100 | 200 | 0 | 0 | 100 | 200 | 250 | 500
7126222 | CARRIER | 59SC2C060S17--16 | 60000 | 92.1% | No | 100 | 200 | 0 | 0 | 100 | 200 | 250 | 500
9944794 | CARRIER | 59SC5A080S17--16**D | 80000 | 95% | No | 100 | 200 | 0 | 0 | 100 | 200 | 250 | 500
9944795 | CARRIER | 59SC5A080S21--20**D | 80000 | 95% | No | 100 | 200 | 0 | 0 | 100 | 200 | 250 | 500
9121682 | CARRIER | 59SC5A080S17--16*D | 80000 | 95% | No | 100 | 200 | 0 | 0 | 100 | 200 | 250 | 500
9121683 | CARRIER | 59SC5A080S21--20*D | 80000 | 95% | No | 100 | 200 | 0 | 0 | 100 | 200 | 250 | 500
9944785 | CARRIER | 59SC5A080S17--16* | 80000 | 96% | No | 100 | 200 | 0 | 0 | 100 | 200 | 250 | 500
9944786 | CARRIER | 59SC5A080S21--20* | 80000 | 96% | No | 100 | 200 | 0 | 0 | 100 | 200 | 250 | 500
5039402 | CARRIER | 59SC5A080S17--16 | 80000 | 96% | No | 100 | 200 | 0 | 0 | 100 | 200 | 250 | 500
5039403 | CARRIER | 59SC5A080S21--20 | 80000 | 96% | No | 100 | 200 | 0 | 0 | 100 | 200 | 250 | 500
9924384 | CARRIER | 59SC2C100S21--20* | 100000 | 92.1% | No | 100 | 200 | 0 | 0 | 100 | 200 | 250 | 500
9944796 | CARRIER | 59SC5A100S21--14**D | 100000 | 95% | No | 100 | 200 | 0 | 0 | 100 | 200 | 250 | 500
9944797 | CARRIER | 59SC5A100S21--20**D | 100000 | 95% | No | 100 | 200 | 0 | 0 | 100 | 200 | 250 | 500
9121684 | CARRIER | 59SC5A100S21--14*D | 100000 | 95% | No | 100 | 200 | 0 | 0 | 100 | 200 | 250 | 500
9121685 | CARRIER | 59SC5A100S21--20*D | 100000 | 95% | No | 100 | 200 | 0 | 0 | 100 | 200 | 250 | 500
9944787 | CARRIER | 59SC5A100S21--14* | 100000 | 96% | No | 100 | 200 | 0 | 0 | 100 | 200 | 250 | 500
9944788 | CARRIER | 59SC5A100S21--20* | 100000 | 96% | No | 100 | 200 | 0 | 0 | 100 | 200 | 250 | 500
5039404 | CARRIER | 59SC5A100S21--14 | 100000 | 96% | No | 100 | 200 | 0 | 0 | 100 | 200 | 250 | 500
5039405 | CARRIER | 59SC5A100S21--20 | 100000 | 96% | No | 100 | 200 | 0 | 0 | 100 | 200 | 250 | 500
9944792 | CARRIER | 59SC5A060S14--10**D | 60000 | 95% | No | 100 | 200 | 0 | 0 | 100 | 200 | 250 | 500
9944793 | CARRIER | 59SC5A060S17--14**D | 60000 | 95% | No | 100 | 200 | 0 | 0 | 100 | 200 | 250 | 500
9121680 | CARRIER | 59SC5A060S14--10*D | 60000 | 95% | No | 100 | 200 | 0 | 0 | 100 | 200 | 250 | 500
9121681 | CARRIER | 59SC5A060S17--14*D | 60000 | 95% | No | 100 | 200 | 0 | 0 | 100 | 200 | 250 | 500
9944783 | CARRIER | 59SC5A060S14--10* | 60000 | 95.5% | No | 100 | 200 | 0 | 0 | 100 | 200 | 250 | 500
5039400 | CARRIER | 59SC5A060S14--10 | 60000 | 95.5% | No | 100 | 200 | 0 | 0 | 100 | 200 | 250 | 500
9944784 | CARRIER | 59SC5A060S17--14* | 60000 | 96% | No | 100 | 200 | 0 | 0 | 100 | 200 | 250 | 500
5039401 | CARRIER | 59SC5A060S17--14 | 60000 | 96% | No | 100 | 200 | 0 | 0 | 100 | 200 | 250 | 500
7126227 | CARRIER | 59SC2C120S24--20 | 120000 | 92.1% | No | 100 | 200 | 0 | 0 | 100 | 200 | 250 | 500
9924385 | CARRIER | 59SC2C120S24--20* | 120000 | 92.1% | No | 100 | 200 | 0 | 0 | 100 | 200 | 250 | 500
9944798 | CARRIER | 59SC5A120S24--20**D | 120000 | 95% | No | 100 | 200 | 0 | 0 | 100 | 200 | 250 | 500
9121686 | CARRIER | 59SC5A120S24--20*D | 120000 | 95% | No | 100 | 200 | 0 | 0 | 100 | 200 | 250 | 500
9944789 | CARRIER | 59SC5A120S24--20* | 120000 | 96% | No | 100 | 200 | 0 | 0 | 100 | 200 | 250 | 500
5039406 | CARRIER | 59SC5A120S24--20 | 120000 | 96% | No | 100 | 200 | 0 | 0 | 100 | 200 | 250 | 500
9121687 | CARRIER | 59SC5A140S24--20*D | 140000 | 94.4% | No | 100 | 200 | 0 | 0 | 100 | 200 | 250 | 500
5039407 | CARRIER | 59SC5A140S24--20 | 140000 | 96% | No | 100 | 200 | 0 | 0 | 100 | 200 | 250 | 500
9945946 | CARRIER | 59SP2A040E14--10* | 40000 | 92.1% | Yes | 100 | 200 | 100 | 200 | 200 | 400 | 250 | 500
9945947 | CARRIER | 59SP2A040E17--12* | 40000 | 92.1% | Yes | 100 | 200 | 100 | 200 | 200 | 400 | 250 | 500
203359573 | CARRIER | 59SC2D040E14--10 | 40000 | 92.1% | Yes | 100 | 200 | 100 | 200 | 200 | 400 | 250 | 500
203359574 | CARRIER | 59SC2D040E14--10* | 40000 | 92.1% | Yes | 100 | 200 | 100 | 200 | 200 | 400 | 250 | 500
203359585 | CARRIER | 59SC2D080E21--20* | 80000 | 92.1% | Yes | 100 | 200 | 100 | 200 | 200 | 400 | 250 | 500
6711134 | CARRIER | 59SP2A040E14--10 | 40000 | 92.1% | Yes | 100 | 200 | 100 | 200 | 200 | 400 | 250 | 500
6711135 | CARRIER | 59SP2A040E17--12 | 40000 | 92.1% | Yes | 100 | 200 | 100 | 200 | 200 | 400 | 250 | 500
9945948 | CARRIER | 59SP2A060E14--12* | 60000 | 92.1% | Yes | 100 | 200 | 100 | 200 | 200 | 400 | 250 | 500
9945949 | CARRIER | 59SP2A060E17--14* | 60000 | 92.1% | Yes | 100 | 200 | 100 | 200 | 200 | 400 | 250 | 500
203359577 | CARRIER | 59SC2D060E14--12 | 60000 | 92.1% | Yes | 100 | 200 | 100 | 200 | 200 | 400 | 250 | 500
203359578 | CARRIER | 59SC2D060E14--12* | 60000 | 92.1% | Yes | 100 | 200 | 100 | 200 | 200 | 400 | 250 | 500
9945944 | CARRIER | 59SP2A080E17--16* | 80000 | 92.1% | Yes | 100 | 200 | 100 | 200 | 200 | 400 | 250 | 500
9945950 | CARRIER | 59SP2A080E21--20* | 80000 | 92.1% | Yes | 100 | 200 | 100 | 200 | 200 | 400 | 250 | 500
203359581 | CARRIER | 59SC2D080E17--16 | 80000 | 92.1% | Yes | 100 | 200 | 100 | 200 | 200 | 400 | 250 | 500
203359582 | CARRIER | 59SC2D080E17--16* | 80000 | 92.1% | Yes | 100 | 200 | 100 | 200 | 200 | 400 | 250 | 500
203359583 | CARRIER | 59SC2D080E21--20 | 80000 | 92.1% | Yes | 100 | 200 | 100 | 200 | 200 | 400 | 250 | 500
6689435 | CARRIER | 59SP2A080E17--16 | 80000 | 92.1% | Yes | 100 | 200 | 100 | 200 | 200 | 400 | 250 | 500
6711138 | CARRIER | 59SP2A080E21--20 | 80000 | 92.1% | Yes | 100 | 200 | 100 | 200 | 200 | 400 | 250 | 500
203359579 | CARRIER | 59SC2D060E17--14 | 60000 | 92.1% | Yes | 100 | 200 | 100 | 200 | 200 | 400 | 250 | 500
203359580 | CARRIER | 59SC2D060E17--14* | 60000 | 92.1% | Yes | 100 | 200 | 100 | 200 | 200 | 400 | 250 | 500
6711136 | CARRIER | 59SP2A060E14--12 | 60000 | 92.1% | Yes | 100 | 200 | 100 | 200 | 200 | 400 | 250 | 500
9945952 | CARRIER | 59SP2A100E21--20* | 100000 | 92.1% | Yes | 100 | 200 | 100 | 200 | 200 | 400 | 250 | 500
203359588 | CARRIER | 59SC2D100E21--20* | 100000 | 92.1% | Yes | 100 | 200 | 100 | 200 | 200 | 400 | 250 | 500
205001038 | CARRIER | 59SC2D100E21--22* | 100000 | 92.1% | Yes | 100 | 200 | 100 | 200 | 200 | 400 | 250 | 500
6711137 | CARRIER | 59SP2A060E17--14 | 60000 | 92.1% | Yes | 100 | 200 | 100 | 200 | 200 | 400 | 250 | 500
203359575 | CARRIER | 59SC2D040E17--12 | 40000 | 92.1% | Yes | 100 | 200 | 100 | 200 | 200 | 400 | 250 | 500
203359576 | CARRIER | 59SC2D040E17--12* | 40000 | 92.1% | Yes | 100 | 200 | 100 | 200 | 200 | 400 | 250 | 500
203359586 | CARRIER | 59SC2D100E21--20 | 100000 | 92.1% | Yes | 100 | 200 | 100 | 200 | 200 | 400 | 250 | 500
6711139 | CARRIER | 59SP2A100E21--20 | 100000 | 92.1% | Yes | 100 | 200 | 100 | 200 | 200 | 400 | 250 | 500
205001037 | CARRIER | 59SC2D100E21--22 | 100000 | 92.1% | Yes | 100 | 200 | 100 | 200 | 200 | 400 | 250 | 500
9945953 | CARRIER | 59SP2A120E24--20* | 120000 | 92.1% | Yes | 100 | 200 | 100 | 200 | 200 | 400 | 250 | 500
203359590 | CARRIER | 59SC2D120E24--20 | 120000 | 92.1% | Yes | 100 | 200 | 100 | 200 | 200 | 400 | 250 | 500
203359592 | CARRIER | 59SC2D120E24--20* | 120000 | 92.1% | Yes | 100 | 200 | 100 | 200 | 200 | 400 | 250 | 500
6711140 | CARRIER | 59SP2A120E24--20 | 120000 | 92.1% | Yes | 100 | 200 | 100 | 200 | 200 | 400 | 250 | 500
9121688 | CARRIER | 59SP5A026E14--10*D | 26000 | 95% | Yes | 100 | 200 | 150 | 300 | 200 | 400 | 250 | 500
203360195 | CARRIER | 59SC5B026E14--10*D | 26000 | 95% | Yes | 100 | 200 | 150 | 300 | 200 | 400 | 250 | 500
9121672 | CARRIER | 59MN7A060V17--14*D | 60000 | 95% | Yes | 100 | 200 | 150 | 300 | 200 | 400 | 250 | 500
9121691 | CARRIER | 59SP5A060E14--12*D | 60000 | 95% | Yes | 100 | 200 | 150 | 300 | 200 | 400 | 250 | 500
7126206 | CARRIER | 59TP6A060E14--12 | 60000 | 95% | Yes | 100 | 200 | 150 | 300 | 200 | 400 | 250 | 500
204032251 | CARRIER | 59MN7B060C17--14*D | 60000 | 95% | Yes | 100 | 200 | 150 | 300 | 200 | 400 | 250 | 500
203360595 | CARRIER | 59SC5B060E17--14**D | 60000 | 95% | Yes | 100 | 200 | 150 | 300 | 200 | 400 | 250 | 500
203924810 | CARRIER | 59TP6B060V14--12 | 60000 | 95% | Yes | 100 | 200 | 150 | 300 | 200 | 400 | 250 | 500
203924812 | CARRIER | 59TP6B060V14--12*D | 60000 | 95% | Yes | 100 | 200 | 150 | 300 | 200 | 400 | 250 | 500
203924685 | CARRIER | 59SC5B060E14--12 | 60000 | 95% | Yes | 100 | 200 | 150 | 300 | 200 | 400 | 250 | 500
203924686 | CARRIER | 59SC5B060E14--12* | 60000 | 95% | Yes | 100 | 200 | 150 | 300 | 200 | 400 | 250 | 500
203924687 | CARRIER | 59SC5B060E14--12**D | 60000 | 95% | Yes | 100 | 200 | 150 | 300 | 200 | 400 | 250 | 500
203924688 | CARRIER | 59SC5B060E14--12*D | 60000 | 95% | Yes | 100 | 200 | 150 | 300 | 200 | 400 | 250 | 500
203359298 | CARRIER | 59TN6B060C17--14*D | 60000 | 95% | Yes | 100 | 200 | 150 | 300 | 200 | 400 | 250 | 500
9121698 | CARRIER | 59TN6A080V17--14*D | 80000 | 95% | Yes | 100 | 200 | 150 | 300 | 200 | 400 | 250 | 500
9121699 | CARRIER | 59TN6A080V21--20*D | 80000 | 95% | Yes | 100 | 200 | 150 | 300 | 200 | 400 | 250 | 500
9131953 | CARRIER | 59MN7A080V21--20*D | 80000 | 95% | Yes | 100 | 200 | 150 | 300 | 200 | 400 | 250 | 500
203359145 | CARRIER | 59TP6B080V17--16*D | 80000 | 95% | Yes | 100 | 200 | 150 | 300 | 200 | 400 | 250 | 500
203360597 | CARRIER | 59SC5B080E21--20**D | 80000 | 95% | Yes | 100 | 200 | 150 | 300 | 200 | 400 | 250 | 500
203359299 | CARRIER | 59TN6B080C17--14*D | 80000 | 95% | Yes | 100 | 200 | 150 | 300 | 200 | 400 | 250 | 500
204543739 | CARRIER | 59SU5A080E21--20 | 80000 | 95% | Yes | 100 | 200 | 150 | 300 | 200 | 400 | 250 | 500
9121674 | CARRIER | 59MN7A080V17--14*D | 80000 | 95% | Yes | 100 | 200 | 150 | 300 | 200 | 400 | 250 | 500
9121693 | CARRIER | 59SP5A080E17--16*D | 80000 | 95% | Yes | 100 | 200 | 150 | 300 | 200 | 400 | 250 | 500
9121694 | CARRIER | 59SP5A080E21--20*D | 80000 | 95% | Yes | 100 | 200 | 150 | 300 | 200 | 400 | 250 | 500
9121706 | CARRIER | 59TP6A080E17--16*D | 80000 | 95% | Yes | 100 | 200 | 150 | 300 | 200 | 400 | 250 | 500
9121707 | CARRIER | 59TP6A080E21--20*D | 80000 | 95% | Yes | 100 | 200 | 150 | 300 | 200 | 400 | 250 | 500
204032253 | CARRIER | 59MN7B080C17--14*D | 80000 | 95% | Yes | 100 | 200 | 150 | 300 | 200 | 400 | 250 | 500
204032254 | CARRIER | 59MN7B080C21--20*D | 80000 | 95% | Yes | 100 | 200 | 150 | 300 | 200 | 400 | 250 | 500
9946387 | CARRIER | 59SP5A080E17--16**D | 80000 | 95% | Yes | 100 | 200 | 150 | 300 | 200 | 400 | 250 | 500
9946388 | CARRIER | 59SP5A080E21--20**D | 80000 | 95% | Yes | 100 | 200 | 150 | 300 | 200 | 400 | 250 | 500
203359146 | CARRIER | 59TP6B080V21--20*D | 80000 | 95% | Yes | 100 | 200 | 150 | 300 | 200 | 400 | 250 | 500
203360201 | CARRIER | 59SC5B080E17--16*D | 80000 | 95% | Yes | 100 | 200 | 150 | 300 | 200 | 400 | 250 | 500
203360203 | CARRIER | 59SC5B080E21--20*D | 80000 | 95% | Yes | 100 | 200 | 150 | 300 | 200 | 400 | 250 | 500
203360596 | CARRIER | 59SC5B080E17--16**D | 80000 | 95% | Yes | 100 | 200 | 150 | 300 | 200 | 400 | 250 | 500
203359300 | CARRIER | 59TN6B080C21--20*D | 80000 | 95% | Yes | 100 | 200 | 150 | 300 | 200 | 400 | 250 | 500
203924811 | CARRIER | 59TP6B040V14--10*D | 40000 | 95% | Yes | 100 | 200 | 150 | 300 | 200 | 400 | 250 | 500
203924683 | CARRIER | 59SC5B040E14--10**D | 40000 | 95% | Yes | 100 | 200 | 150 | 300 | 200 | 400 | 250 | 500
203924684 | CARRIER | 59SC5B040E14--10*D | 40000 | 95% | Yes | 100 | 200 | 150 | 300 | 200 | 400 | 250 | 500
9121689 | CARRIER | 59SP5A040E14--10*D | 40000 | 95% | Yes | 100 | 200 | 150 | 300 | 200 | 400 | 250 | 500
9121690 | CARRIER | 59SP5A040E17--12*D | 40000 | 95% | Yes | 100 | 200 | 150 | 300 | 200 | 400 | 250 | 500
9121702 | CARRIER | 59TP6A040E14--10*D | 40000 | 95% | Yes | 100 | 200 | 150 | 300 | 200 | 400 | 250 | 500
9121703 | CARRIER | 59TP6A040E17--12*D | 40000 | 95% | Yes | 100 | 200 | 150 | 300 | 200 | 400 | 250 | 500
9946383 | CARRIER | 59SP5A040E14--10**D | 40000 | 95% | Yes | 100 | 200 | 150 | 300 | 200 | 400 | 250 | 500
9946384 | CARRIER | 59SP5A040E17--12**D | 40000 | 95% | Yes | 100 | 200 | 150 | 300 | 200 | 400 | 250 | 500
203360197 | CARRIER | 59SC5B040E17--12*D | 40000 | 95% | Yes | 100 | 200 | 150 | 300 | 200 | 400 | 250 | 500
203359143 | CARRIER | 59TP6B040V17--12*D | 40000 | 95% | Yes | 100 | 200 | 150 | 300 | 200 | 400 | 250 | 500
203360594 | CARRIER | 59SC5B040E17--12**D | 40000 | 95% | Yes | 100 | 200 | 150 | 300 | 200 | 400 | 250 | 500
204543724 | CARRIER | 59SU5A060E17--16 | 60000 | 95% | Yes | 100 | 200 | 150 | 300 | 200 | 400 | 250 | 500
9121692 | CARRIER | 59SP5A060E17--14*D | 60000 | 95% | Yes | 100 | 200 | 150 | 300 | 200 | 400 | 250 | 500
9121697 | CARRIER | 59TN6A060V17--14*D | 60000 | 95% | Yes | 100 | 200 | 150 | 300 | 200 | 400 | 250 | 500
9121704 | CARRIER | 59TP6A060E14--12*D | 60000 | 95% | Yes | 100 | 200 | 150 | 300 | 200 | 400 | 250 | 500
9121705 | CARRIER | 59TP6A060E17--14*D | 60000 | 95% | Yes | 100 | 200 | 150 | 300 | 200 | 400 | 250 | 500
9946385 | CARRIER | 59SP5A060E14--12**D | 60000 | 95% | Yes | 100 | 200 | 150 | 300 | 200 | 400 | 250 | 500
9946386 | CARRIER | 59SP5A060E17--14**D | 60000 | 95% | Yes | 100 | 200 | 150 | 300 | 200 | 400 | 250 | 500
203360199 | CARRIER | 59SC5B060E17--14*D | 60000 | 95% | Yes | 100 | 200 | 150 | 300 | 200 | 400 | 250 | 500
203359144 | CARRIER | 59TP6B060V17--14*D | 60000 | 95% | Yes | 100 | 200 | 150 | 300 | 200 | 400 | 250 | 500
9121675 | CARRIER | 59MN7A100V21--22*D | 100000 | 95% | Yes | 100 | 200 | 150 | 300 | 200 | 400 | 250 | 500
9121695 | CARRIER | 59SP5A100E21--20*D | 100000 | 95% | Yes | 100 | 200 | 150 | 300 | 200 | 400 | 250 | 500
9121700 | CARRIER | 59TN6A100V21--22*D | 100000 | 95% | Yes | 100 | 200 | 150 | 300 | 200 | 400 | 250 | 500
9121708 | CARRIER | 59TP6A100E21--20*D | 100000 | 95% | Yes | 100 | 200 | 150 | 300 | 200 | 400 | 250 | 500
204032255 | CARRIER | 59MN7B100C21--22*D | 100000 | 95% | Yes | 100 | 200 | 150 | 300 | 200 | 400 | 250 | 500
205169238 | CARRIER | 59SC5B100E21--22*D | 100000 | 95% | Yes | 100 | 200 | 150 | 300 | 200 | 400 | 250 | 500
205169239 | CARRIER | 59SC5B100E21--22**D | 100000 | 95% | Yes | 100 | 200 | 150 | 300 | 200 | 400 | 250 | 500
205169262 | CARRIER | 59SU5A100E21--22 | 100000 | 95% | Yes | 100 | 200 | 150 | 300 | 200 | 400 | 250 | 500
205169274 | CARRIER | 59TP6B100V21--22*D | 100000 | 95% | Yes | 100 | 200 | 150 | 300 | 200 | 400 | 250 | 500
9946389 | CARRIER | 59SP5A100E21--20**D | 100000 | 95% | Yes | 100 | 200 | 150 | 300 | 200 | 400 | 250 | 500
203359147 | CARRIER | 59TP6B100V21--20*D | 100000 | 95% | Yes | 100 | 200 | 150 | 300 | 200 | 400 | 250 | 500
203360205 | CARRIER | 59SC5B100E21--20*D | 100000 | 95% | Yes | 100 | 200 | 150 | 300 | 200 | 400 | 250 | 500
203360598 | CARRIER | 59SC5B100E21--20**D | 100000 | 95% | Yes | 100 | 200 | 150 | 300 | 200 | 400 | 250 | 500
204835499 | CARRIER | 59SU5A100E21--20 | 100000 | 95% | Yes | 100 | 200 | 150 | 300 | 200 | 400 | 250 | 500
203359301 | CARRIER | 59TN6B100C21--22*D | 100000 | 95% | Yes | 100 | 200 | 150 | 300 | 200 | 400 | 250 | 500
9121676 | CARRIER | 59MN7A120V24--22*D | 120000 | 95% | Yes | 100 | 200 | 150 | 300 | 200 | 400 | 250 | 500
9121696 | CARRIER | 59SP5A120E24--22*D | 120000 | 95% | Yes | 100 | 200 | 150 | 300 | 200 | 400 | 250 | 500
9121701 | CARRIER | 59TN6A120V24--22*D | 120000 | 95% | Yes | 100 | 200 | 150 | 300 | 200 | 400 | 250 | 500
9121709 | CARRIER | 59TP6A120E24--22*D | 120000 | 95% | Yes | 100 | 200 | 150 | 300 | 200 | 400 | 250 | 500
204032256 | CARRIER | 59MN7B120C24--22*D | 120000 | 95% | Yes | 100 | 200 | 150 | 300 | 200 | 400 | 250 | 500
9946390 | CARRIER | 59SP5A120E24--22**D | 120000 | 95% | Yes | 100 | 200 | 150 | 300 | 200 | 400 | 250 | 500
203359148 | CARRIER | 59TP6B120V24--22*D | 120000 | 95% | Yes | 100 | 200 | 150 | 300 | 200 | 400 | 250 | 500
203360207 | CARRIER | 59SC5B120E24--22*D | 120000 | 95% | Yes | 100 | 200 | 150 | 300 | 200 | 400 | 250 | 500
203360599 | CARRIER | 59SC5B120E24--22**D | 120000 | 95% | Yes | 100 | 200 | 150 | 300 | 200 | 400 | 250 | 500
203359302 | CARRIER | 59TN6B120C24--22*D | 120000 | 95% | Yes | 100 | 200 | 150 | 300 | 200 | 400 | 250 | 500
203360193 | CARRIER | 59SC5B140E24--22 | 140000 | 95% | Yes | 100 | 200 | 150 | 300 | 200 | 400 | 250 | 500
203360210 | CARRIER | 59SC5B140E24--22*D | 140000 | 95% | Yes | 100 | 200 | 150 | 300 | 200 | 400 | 250 | 500
8849324 | CARRIER | 59SP5A026E14--10 | 26000 | 96% | Yes | 100 | 200 | 200 | 400 | 200 | 400 | 250 | 500
203360179 | CARRIER | 59SC5B026E14--10 | 26000 | 96% | Yes | 100 | 200 | 200 | 400 | 200 | 400 | 250 | 500
7126205 | CARRIER | 59TP6A040E17--12 | 40000 | 96% | Yes | 100 | 200 | 200 | 400 | 200 | 400 | 250 | 500
203359137 | CARRIER | 59TP6B040V17--12 | 40000 | 96% | Yes | 100 | 200 | 200 | 400 | 200 | 400 | 250 | 500
203924809 | CARRIER | 59TP6B040V14--10 | 40000 | 96% | Yes | 100 | 200 | 200 | 400 | 200 | 400 | 250 | 500
203924681 | CARRIER | 59SC5B040E14--10 | 40000 | 96% | Yes | 100 | 200 | 200 | 400 | 200 | 400 | 250 | 500
203924682 | CARRIER | 59SC5B040E14--10* | 40000 | 96% | Yes | 100 | 200 | 200 | 400 | 200 | 400 | 250 | 500
7126199 | CARRIER | 59TP6A040E14--10 | 40000 | 96.5% | Yes | 100 | 200 | 200 | 400 | 200 | 400 | 250 | 500
9946375 | CARRIER | 59SP5A040E14--10** | 40000 | 96.5% | Yes | 100 | 200 | 200 | 400 | 200 | 400 | 250 | 500
9946381 | CARRIER | 59SP5A040E17--12** | 40000 | 96.5% | Yes | 100 | 200 | 200 | 400 | 200 | 400 | 250 | 500
203360181 | CARRIER | 59SC5B040E17--12 | 40000 | 96.5% | Yes | 100 | 200 | 200 | 400 | 200 | 400 | 250 | 500
6309618 | CARRIER | 59SP5A040E17--12 | 40000 | 96.5% | Yes | 100 | 200 | 200 | 400 | 200 | 400 | 250 | 500
203360589 | CARRIER | 59SC5B040E17--12* | 40000 | 96.5% | Yes | 100 | 200 | 200 | 400 | 200 | 400 | 250 | 500
4702804 | CARRIER | 59SP5A040E14--10 | 40000 | 96.5% | Yes | 100 | 200 | 200 | 400 | 200 | 400 | 250 | 500
9121673 | CARRIER | 59MN7A060V21--20*D | 61000 | 96.7% | Yes | 100 | 200 | 200 | 400 | 200 | 400 | 250 | 500
204032252 | CARRIER | 59MN7B060C21--20*D | 61000 | 96.7% | Yes | 100 | 200 | 200 | 400 | 200 | 400 | 250 | 500
204032246 | CARRIER | 59MN7B060C21--20 | 61000 | 98.5% | Yes | 100 | 200 | 200 | 400 | 200 | 400 | 250 | 500
5052830 | CARRIER | 59MN7A060V21--20 | 61000 | 98.5% | Yes | 100 | 200 | 200 | 400 | 200 | 400 | 250 | 500
203360807 | CARRIER | 59SC5B080E17--16 | 80000 | 96.5% | Yes | 100 | 200 | 200 | 400 | 200 | 400 | 250 | 500
203360808 | CARRIER | 59SC5B080E17--16* | 80000 | 96.5% | Yes | 100 | 200 | 200 | 400 | 200 | 400 | 250 | 500
7126203 | CARRIER | 59TP6A080E21--20 | 80000 | 96.5% | Yes | 100 | 200 | 200 | 400 | 200 | 400 | 250 | 500
9946377 | CARRIER | 59SP5A080E17--16** | 80000 | 96.5% | Yes | 100 | 200 | 200 | 400 | 200 | 400 | 250 | 500
9946379 | CARRIER | 59SP5A080E21--20** | 80000 | 96.5% | Yes | 100 | 200 | 200 | 400 | 200 | 400 | 250 | 500
203360186 | CARRIER | 59SC5B080E21--20 | 80000 | 96.5% | Yes | 100 | 200 | 200 | 400 | 200 | 400 | 250 | 500
5039459 | CARRIER | 59SP5A080E21--20 | 80000 | 96.5% | Yes | 100 | 200 | 200 | 400 | 200 | 400 | 250 | 500
203359140 | CARRIER | 59TP6B080V21--20 | 80000 | 96.5% | Yes | 100 | 200 | 200 | 400 | 200 | 400 | 250 | 500
203360591 | CARRIER | 59SC5B080E21--20* | 80000 | 96.5% | Yes | 100 | 200 | 200 | 400 | 200 | 400 | 250 | 500
4702806 | CARRIER | 59SP5A080E17--16 | 80000 | 96.5% | Yes | 100 | 200 | 200 | 400 | 200 | 400 | 250 | 500
5039455 | CARRIER | 59TN6A080V21--20 | 80000 | 96.7% | Yes | 100 | 200 | 200 | 400 | 200 | 400 | 250 | 500
203359295 | CARRIER | 59TN6B080C21--20 | 80000 | 96.7% | Yes | 100 | 200 | 200 | 400 | 200 | 400 | 250 | 500
204032248 | CARRIER | 59MN7B080C21--20 | 80000 | 97.2% | Yes | 100 | 200 | 200 | 400 | 200 | 400 | 250 | 500
5052831 | CARRIER | 59MN7A080V21--20 | 80000 | 97.2% | Yes | 100 | 200 | 200 | 400 | 200 | 400 | 250 | 500
204032247 | CARRIER | 59MN7B080C17--14 | 80000 | 97.4% | Yes | 100 | 200 | 200 | 400 | 200 | 400 | 250 | 500
4702120 | CARRIER | 59MN7A080V17--14 | 80000 | 97.4% | Yes | 100 | 200 | 200 | 400 | 200 | 400 | 250 | 500
7126201 | CARRIER | 59TP6A080E17--16 | 80000 | 96.2% | Yes | 100 | 200 | 200 | 400 | 200 | 400 | 250 | 500
203359139 | CARRIER | 59TP6B080V17--16 | 80000 | 96.2% | Yes | 100 | 200 | 200 | 400 | 200 | 400 | 250 | 500
203359294 | CARRIER | 59TN6B080C17--14 | 80000 | 96.2% | Yes | 100 | 200 | 200 | 400 | 200 | 400 | 250 | 500
4702115 | CARRIER | 59TN6A080V17--14 | 80000 | 96.2% | Yes | 100 | 200 | 200 | 400 | 200 | 400 | 250 | 500
9946382 | CARRIER | 59SP5A060E14--12** | 60000 | 95.5% | Yes | 100 | 200 | 200 | 400 | 200 | 400 | 250 | 500
6464177 | CARRIER | 59SP5A060E14--12 | 60000 | 95.5% | Yes | 100 | 200 | 200 | 400 | 200 | 400 | 250 | 500
7126200 | CARRIER | 59TP6A060E17--14 | 60000 | 96.3% | Yes | 100 | 200 | 200 | 400 | 200 | 400 | 250 | 500
203359138 | CARRIER | 59TP6B060V17--14 | 60000 | 96.3% | Yes | 100 | 200 | 200 | 400 | 200 | 400 | 250 | 500
203359293 | CARRIER | 59TN6B060C17--14 | 60000 | 96.3% | Yes | 100 | 200 | 200 | 400 | 200 | 400 | 250 | 500
4702114 | CARRIER | 59TN6A060V17--14 | 60000 | 96.3% | Yes | 100 | 200 | 200 | 400 | 200 | 400 | 250 | 500
9946376 | CARRIER | 59SP5A060E17--14** | 60000 | 96.5% | Yes | 100 | 200 | 200 | 400 | 200 | 400 | 250 | 500
203360183 | CARRIER | 59SC5B060E17--14 | 60000 | 96.5% | Yes | 100 | 200 | 200 | 400 | 200 | 400 | 250 | 500
203360590 | CARRIER | 59SC5B060E17--14* | 60000 | 96.5% | Yes | 100 | 200 | 200 | 400 | 200 | 400 | 250 | 500
4702805 | CARRIER | 59SP5A060E17--14 | 60000 | 96.5% | Yes | 100 | 200 | 200 | 400 | 200 | 400 | 250 | 500
204032245 | CARRIER | 59MN7B060C17--14 | 60000 | 97.4% | Yes | 100 | 200 | 200 | 400 | 200 | 400 | 250 | 500
4702118 | CARRIER | 59MN7A060V17--14 | 60000 | 97.4% | Yes | 100 | 200 | 200 | 400 | 200 | 400 | 250 | 500
204032249 | CARRIER | 59MN7B100C21--22 | 100000 | 97.3% | Yes | 100 | 200 | 200 | 400 | 200 | 400 | 250 | 500
5052832 | CARRIER | 59MN7A100V21--22 | 100000 | 97.3% | Yes | 100 | 200 | 200 | 400 | 200 | 400 | 250 | 500
7126204 | CARRIER | 59TP6A100E21--20 | 100000 | 96.1% | Yes | 100 | 200 | 200 | 400 | 200 | 400 | 250 | 500
205169273 | CARRIER | 59TP6B100V21--22 | 100000 | 96.1% | Yes | 100 | 200 | 200 | 400 | 200 | 400 | 250 | 500
5039456 | CARRIER | 59TN6A100V21--22 | 100000 | 96.1% | Yes | 100 | 200 | 200 | 400 | 200 | 400 | 250 | 500
203359141 | CARRIER | 59TP6B100V21--20 | 100000 | 96.1% | Yes | 100 | 200 | 200 | 400 | 200 | 400 | 250 | 500
203359296 | CARRIER | 59TN6B100C21--22 | 100000 | 96.1% | Yes | 100 | 200 | 200 | 400 | 200 | 400 | 250 | 500
205169260 | CARRIER | 59SC5B100E21--22* | 100000 | 96.3% | Yes | 100 | 200 | 200 | 400 | 200 | 400 | 250 | 500
205169261 | CARRIER | 59SC5B100E21--22 | 100000 | 96.3% | Yes | 100 | 200 | 200 | 400 | 200 | 400 | 250 | 500
9946380 | CARRIER | 59SP5A100E21--20** | 100000 | 96.3% | Yes | 100 | 200 | 200 | 400 | 200 | 400 | 250 | 500
203360189 | CARRIER | 59SC5B100E21--20 | 100000 | 96.3% | Yes | 100 | 200 | 200 | 400 | 200 | 400 | 250 | 500
5039460 | CARRIER | 59SP5A100E21--20 | 100000 | 96.3% | Yes | 100 | 200 | 200 | 400 | 200 | 400 | 250 | 500
203360592 | CARRIER | 59SC5B100E21--20* | 100000 | 96.3% | Yes | 100 | 200 | 200 | 400 | 200 | 400 | 250 | 500
7126202 | CARRIER | 59TP6A120E24--22 | 120000 | 96.5% | Yes | 100 | 200 | 200 | 400 | 200 | 400 | 250 | 500
9946378 | CARRIER | 59SP5A120E24--22** | 120000 | 96.5% | Yes | 100 | 200 | 200 | 400 | 200 | 400 | 250 | 500
203359142 | CARRIER | 59TP6B120V24--22 | 120000 | 96.5% | Yes | 100 | 200 | 200 | 400 | 200 | 400 | 250 | 500
203359297 | CARRIER | 59TN6B120C24--22 | 120000 | 96.5% | Yes | 100 | 200 | 200 | 400 | 200 | 400 | 250 | 500
4702117 | CARRIER | 59TN6A120V24--22 | 120000 | 96.5% | Yes | 100 | 200 | 200 | 400 | 200 | 400 | 250 | 500
4702808 | CARRIER | 59SP5A120E24--22 | 120000 | 96.5% | Yes | 100 | 200 | 200 | 400 | 200 | 400 | 250 | 500
204032250 | CARRIER | 59MN7B120C24--22 | 120000 | 97.2% | Yes | 100 | 200 | 200 | 400 | 200 | 400 | 250 | 500
4702122 | CARRIER | 59MN7A120V24--22 | 120000 | 97.2% | Yes | 100 | 200 | 200 | 400 | 200 | 400 | 250 | 500
203360191 | CARRIER | 59SC5B120E24--22 | 120000 | 96.1% | Yes | 100 | 200 | 200 | 400 | 200 | 400 | 250 | 500
203360593 | CARRIER | 59SC5B120E24--22* | 120000 | 96.1% | Yes | 100 | 200 | 200 | 400 | 200 | 400 | 250 | 500
211779069 | CARRIER | 59SC6A026M14--10 | 26000 | 96% | Yes | 100 | 200 | 200 | 400 | 200 | 400 | 250 | 500
211779070 | CARRIER | 59SC6A026M14--10*D | 26000 | 95% | Yes | 100 | 200 | 150 | 300 | 200 | 400 | 250 | 500
211779071 | CARRIER | 59SC6A040M14--10 | 40000 | 96% | Yes | 100 | 200 | 200 | 400 | 200 | 400 | 250 | 500
211779072 | CARRIER | 59SC6A040M14--10* | 40000 | 96% | Yes | 100 | 200 | 200 | 400 | 200 | 400 | 250 | 500
211779073 | CARRIER | 59SC6A040M14--10**D | 40000 | 95% | Yes | 100 | 200 | 150 | 300 | 200 | 400 | 250 | 500
211779074 | CARRIER | 59SC6A040M14--10*D | 40000 | 95% | Yes | 100 | 200 | 150 | 300 | 200 | 400 | 250 | 500
211779075 | CARRIER | 59SC6A040M17--12 | 40000 | 96.7% | Yes | 100 | 200 | 200 | 400 | 200 | 400 | 250 | 500
211779076 | CARRIER | 59SC6A040M17--12* | 40000 | 96.7% | Yes | 100 | 200 | 200 | 400 | 200 | 400 | 250 | 500
205822220 | CARRIER | 59SP6A100V21--20 | 100000 | 96.3% | Yes | 100 | 200 | 200 | 400 | 200 | 400 | 250 | 500
205822231 | CARRIER | 59SP6A100V21--20*D | 100000 | 95% | Yes | 100 | 200 | 150 | 300 | 200 | 400 | 250 | 500
205822242 | CARRIER | 59SP6A120V24--22 | 120000 | 96.1% | Yes | 100 | 200 | 200 | 400 | 200 | 400 | 250 | 500
205822253 | CARRIER | 59SP6A120V24--22*D | 120000 | 95% | Yes | 100 | 200 | 150 | 300 | 200 | 400 | 250 | 500
212595250 | CARRIER | 59SP6B100V21--20 | 100000 | 96.3% | Yes | 100 | 200 | 200 | 400 | 200 | 400 | 250 | 500
212595251 | CARRIER | 59SP6B100V21--20*D | 100000 | 95% | Yes | 100 | 200 | 150 | 300 | 200 | 400 | 250 | 500
212595252 | CARRIER | 59TP6C100V21--20 | 100000 | 96.1% | Yes | 100 | 200 | 200 | 400 | 200 | 400 | 250 | 500
212595253 | CARRIER | 59TP6C100V21--20*D | 100000 | 95% | Yes | 100 | 200 | 150 | 300 | 200 | 400 | 250 | 500
212595254 | CARRIER | 59TP6C100V21--22 | 100000 | 96.2% | Yes | 100 | 200 | 200 | 400 | 200 | 400 | 250 | 500
212595255 | CARRIER | 59TP6C100V21--22*D | 100000 | 95% | Yes | 100 | 200 | 150 | 300 | 200 | 400 | 250 | 500
212595140 | CARRIER | 59SP6B080V17--16 | 80000 | 97% | Yes | 100 | 200 | 200 | 400 | 200 | 400 | 250 | 500
212595141 | CARRIER | 59SP6B080V17--16*D | 80000 | 95% | Yes | 100 | 200 | 150 | 300 | 200 | 400 | 250 | 500
212595142 | CARRIER | 59SP6B080V21--20 | 80000 | 97% | Yes | 100 | 200 | 200 | 400 | 200 | 400 | 250 | 500
212595143 | CARRIER | 59SP6B080V21--20*D | 80000 | 95% | Yes | 100 | 200 | 150 | 300 | 200 | 400 | 250 | 500
212595144 | CARRIER | 59TP6C080V17--16 | 80000 | 96.2% | Yes | 100 | 200 | 200 | 400 | 200 | 400 | 250 | 500
212595145 | CARRIER | 59TP6C080V17--16*D | 80000 | 95% | Yes | 100 | 200 | 150 | 300 | 200 | 400 | 250 | 500
212595146 | CARRIER | 59TP6C080V21--20 | 80000 | 96.7% | Yes | 100 | 200 | 200 | 400 | 200 | 400 | 250 | 500
212595147 | CARRIER | 59TP6C080V21--20*D | 80000 | 95% | Yes | 100 | 200 | 150 | 300 | 200 | 400 | 250 | 500
205822088 | CARRIER | 59SP6A040V14--10 | 40000 | 96% | Yes | 100 | 200 | 200 | 400 | 200 | 400 | 250 | 500
205822099 | CARRIER | 59SP6A040V14--10*D | 40000 | 95% | Yes | 100 | 200 | 150 | 300 | 200 | 400 | 250 | 500
205822110 | CARRIER | 59SP6A040V17--12 | 40000 | 96.5% | Yes | 100 | 200 | 200 | 400 | 200 | 400 | 250 | 500
205822121 | CARRIER | 59SP6A040V17--12*D | 40000 | 95% | Yes | 100 | 200 | 150 | 300 | 200 | 400 | 250 | 500
213683169 | CARRIER | 59CU5B060C17--16 | 60000 | 95% | Yes | 100 | 200 | 150 | 300 | 200 | 400 | 250 | 500
213683170 | CARRIER | 59CU5B080C21--20 | 80000 | 95% | Yes | 100 | 200 | 150 | 300 | 200 | 400 | 250 | 500
213683171 | CARRIER | 59CU5B100C21--22 | 100000 | 95% | Yes | 100 | 200 | 150 | 300 | 200 | 400 | 250 | 500
213683172 | CARRIER | 59MN7C060C17--14 | 60000 | 97.4% | Yes | 100 | 200 | 200 | 400 | 200 | 400 | 250 | 500
213683173 | CARRIER | 59MN7C060C17--14*D | 60000 | 95% | Yes | 100 | 200 | 150 | 300 | 200 | 400 | 250 | 500
213683174 | CARRIER | 59MN7C060C21--20 | 61000 | 98.5% | Yes | 100 | 200 | 200 | 400 | 200 | 400 | 250 | 500
213683175 | CARRIER | 59MN7C060C21--20*D | 61000 | 96.7% | Yes | 100 | 200 | 200 | 400 | 200 | 400 | 250 | 500
213683176 | CARRIER | 59MN7C080C17--14 | 80000 | 97.4% | Yes | 100 | 200 | 200 | 400 | 200 | 400 | 250 | 500
213683177 | CARRIER | 59MN7C080C17--14*D | 80000 | 95% | Yes | 100 | 200 | 150 | 300 | 200 | 400 | 250 | 500
213683178 | CARRIER | 59MN7C100C21--22 | 100000 | 97.3% | Yes | 100 | 200 | 200 | 400 | 200 | 400 | 250 | 500
213683179 | CARRIER | 59MN7C100C21--22*D | 100000 | 95% | Yes | 100 | 200 | 150 | 300 | 200 | 400 | 250 | 500
213683180 | CARRIER | 59MN7C120C24--22 | 120000 | 97.2% | Yes | 100 | 200 | 200 | 400 | 200 | 400 | 250 | 500
213683181 | CARRIER | 59MN7C120C24--22*D | 120000 | 95% | Yes | 100 | 200 | 150 | 300 | 200 | 400 | 250 | 500
213683182 | CARRIER | 59TN6C060C17--14 | 60000 | 96.3% | Yes | 100 | 200 | 200 | 400 | 200 | 400 | 250 | 500
213683183 | CARRIER | 59TN6C060C17--14*D | 60000 | 95% | Yes | 100 | 200 | 150 | 300 | 200 | 400 | 250 | 500
213683184 | CARRIER | 59TN6C080C17--14 | 80000 | 96.2% | Yes | 100 | 200 | 200 | 400 | 200 | 400 | 250 | 500
213683185 | CARRIER | 59TN6C080C17--14*D | 80000 | 95% | Yes | 100 | 200 | 150 | 300 | 200 | 400 | 250 | 500
213683186 | CARRIER | 59TN6C080C21--20 | 80000 | 96.7% | Yes | 100 | 200 | 200 | 400 | 200 | 400 | 250 | 500
213683187 | CARRIER | 59TN6C080C21--20*D | 80000 | 95% | Yes | 100 | 200 | 150 | 300 | 200 | 400 | 250 | 500
213683188 | CARRIER | 59TN6C100C21--22 | 100000 | 96.1% | Yes | 100 | 200 | 200 | 400 | 200 | 400 | 250 | 500
213683189 | CARRIER | 59TN6C100C21--22*D | 100000 | 95% | Yes | 100 | 200 | 150 | 300 | 200 | 400 | 250 | 500
213683190 | CARRIER | 59TN6C120C24--22 | 120000 | 96.5% | Yes | 100 | 200 | 200 | 400 | 200 | 400 | 250 | 500
213683191 | CARRIER | 59TN6C120C24--22*D | 120000 | 95% | Yes | 100 | 200 | 150 | 300 | 200 | 400 | 250 | 500
207207142 | CARRIER | GG96VTAA30040A | 40000 | 96% | Yes | 100 | 200 | 200 | 400 | 200 | 400 | 250 | 500
207207143 | CARRIER | GG96VTAA30040A*D | 40000 | 95% | Yes | 100 | 200 | 150 | 300 | 200 | 400 | 250 | 500
207207144 | CARRIER | GG96VTAA42060B | 60000 | 96% | Yes | 100 | 200 | 200 | 400 | 200 | 400 | 250 | 500
207207145 | CARRIER | GG96VTAA42060B*D | 60000 | 95% | Yes | 100 | 200 | 150 | 300 | 200 | 400 | 250 | 500
207207146 | CARRIER | GG96VTAA48080B | 80000 | 96% | Yes | 100 | 200 | 200 | 400 | 200 | 400 | 250 | 500
207207147 | CARRIER | GG96VTAA48080B*D | 80000 | 95% | Yes | 100 | 200 | 150 | 300 | 200 | 400 | 250 | 500
207207148 | CARRIER | GG96VTAA60100C | 100000 | 96% | Yes | 100 | 200 | 200 | 400 | 200 | 400 | 250 | 500
207207149 | CARRIER | GG96VTAA60100C*D | 100000 | 95% | Yes | 100 | 200 | 150 | 300 | 200 | 400 | 250 | 500
207207150 | CARRIER | GG96VTAA66120D | 120000 | 96% | Yes | 100 | 200 | 200 | 400 | 200 | 400 | 250 | 500
207207151 | CARRIER | GG96VTAA66120D*D | 120000 | 95% | Yes | 100 | 200 | 150 | 300 | 200 | 400 | 250 | 500
206237474 | CARRIER | 59CU5A060C17--16 | 60000 | 95% | Yes | 100 | 200 | 150 | 300 | 200 | 400 | 250 | 500
206237495 | CARRIER | 59CU5A080C21--20 | 80000 | 95% | Yes | 100 | 200 | 150 | 300 | 200 | 400 | 250 | 500
212595086 | CARRIER | GG96VTAB48060B | 60000 | 96.3% | Yes | 100 | 200 | 200 | 400 | 200 | 400 | 250 | 500
212595087 | CARRIER | GG96VTAB48060B*D | 60000 | 95% | Yes | 100 | 200 | 150 | 300 | 200 | 400 | 250 | 500
206349945 | CARRIER | 59CU5A100C21--22 | 100000 | 95% | Yes | 100 | 200 | 150 | 300 | 200 | 400 | 250 | 500
211778824 | CARRIER | 59SC2E120M24--20* | 120000 | 92.1% | Yes | 100 | 200 | 100 | 200 | 200 | 400 | 250 | 500
211781228 | CARRIER | 59SU5B060M17--16 | 60000 | 95% | Yes | 100 | 200 | 150 | 300 | 200 | 400 | 250 | 500
211781229 | CARRIER | 59SU5B080M21--20 | 80000 | 95% | Yes | 100 | 200 | 150 | 300 | 200 | 400 | 250 | 500
211781230 | CARRIER | 59SU5B100M21--20 | 100000 | 95% | Yes | 100 | 200 | 150 | 300 | 200 | 400 | 250 | 500
211781231 | CARRIER | 59SU5B100M21--22 | 100000 | 95% | Yes | 100 | 200 | 150 | 300 | 200 | 400 | 250 | 500
213683145 | CARRIER | 59TN6C040C14--10 | 40000 | 96% | Yes | 100 | 200 | 200 | 400 | 200 | 400 | 250 | 500
213683146 | CARRIER | 59TN6C040C14--10*D | 40000 | 95% | Yes | 100 | 200 | 150 | 300 | 200 | 400 | 250 | 500
213683639 | CARRIER | 59MN7C080C21--20 | 80000 | 97.2% | Yes | 100 | 200 | 200 | 400 | 200 | 400 | 250 | 500
213683640 | CARRIER | 59MN7C080C21--20*D | 80000 | 95% | Yes | 100 | 200 | 150 | 300 | 200 | 400 | 250 | 500
211779077 | CARRIER | 59SC6A040M17--12**D | 40000 | 95% | Yes | 100 | 200 | 150 | 300 | 200 | 400 | 250 | 500
211779078 | CARRIER | 59SC6A040M17--12*D | 40000 | 95% | Yes | 100 | 200 | 150 | 300 | 200 | 400 | 250 | 500
211779079 | CARRIER | 59SC6A060M14--12 | 60000 | 95% | Yes | 100 | 200 | 150 | 300 | 200 | 400 | 250 | 500
211779080 | CARRIER | 59SC6A060M14--12* | 60000 | 95% | Yes | 100 | 200 | 150 | 300 | 200 | 400 | 250 | 500
211779081 | CARRIER | 59SC6A060M14--12**D | 60000 | 95% | Yes | 100 | 200 | 150 | 300 | 200 | 400 | 250 | 500
211779082 | CARRIER | 59SC6A060M14--12*D | 60000 | 95% | Yes | 100 | 200 | 150 | 300 | 200 | 400 | 250 | 500
211779083 | CARRIER | 59SC6A060M17--16 | 60000 | 97% | Yes | 100 | 200 | 200 | 400 | 200 | 400 | 250 | 500
211779084 | CARRIER | 59SC6A060M17--16* | 60000 | 97% | Yes | 100 | 200 | 200 | 400 | 200 | 400 | 250 | 500
211779085 | CARRIER | 59SC6A060M17--16**D | 60000 | 95% | Yes | 100 | 200 | 150 | 300 | 200 | 400 | 250 | 500
211779086 | CARRIER | 59SC6A060M17--16*D | 60000 | 95% | Yes | 100 | 200 | 150 | 300 | 200 | 400 | 250 | 500
211779087 | CARRIER | 59SC6A080M17--16**D | 80000 | 95% | Yes | 100 | 200 | 150 | 300 | 200 | 400 | 250 | 500
211779088 | CARRIER | 59SC6A080M17--16*D | 80000 | 95% | Yes | 100 | 200 | 150 | 300 | 200 | 400 | 250 | 500
211779089 | CARRIER | 59SC6A080M21--20 | 80000 | 97% | Yes | 100 | 200 | 200 | 400 | 200 | 400 | 250 | 500
211779090 | CARRIER | 59SC6A080M21--20* | 80000 | 97% | Yes | 100 | 200 | 200 | 400 | 200 | 400 | 250 | 500
211779091 | CARRIER | 59SC6A080M21--20**D | 80000 | 95% | Yes | 100 | 200 | 150 | 300 | 200 | 400 | 250 | 500
211779092 | CARRIER | 59SC6A080M21--20*D | 80000 | 95% | Yes | 100 | 200 | 150 | 300 | 200 | 400 | 250 | 500
211779093 | CARRIER | 59SC6A100M21--20 | 100000 | 96.3% | Yes | 100 | 200 | 200 | 400 | 200 | 400 | 250 | 500
211779094 | CARRIER | 59SC6A100M21--20* | 100000 | 96.3% | Yes | 100 | 200 | 200 | 400 | 200 | 400 | 250 | 500
211779095 | CARRIER | 59SC6A100M21--20**D | 100000 | 95% | Yes | 100 | 200 | 150 | 300 | 200 | 400 | 250 | 500
211779096 | CARRIER | 59SC6A100M21--20*D | 100000 | 95% | Yes | 100 | 200 | 150 | 300 | 200 | 400 | 250 | 500
211779097 | CARRIER | 59SC6A100M21--22 | 100000 | 96.3% | Yes | 100 | 200 | 200 | 400 | 200 | 400 | 250 | 500
211779098 | CARRIER | 59SC6A100M21--22* | 100000 | 96.3% | Yes | 100 | 200 | 200 | 400 | 200 | 400 | 250 | 500
211779099 | CARRIER | 59SC6A100M21--22**D | 100000 | 95% | Yes | 100 | 200 | 150 | 300 | 200 | 400 | 250 | 500
211779100 | CARRIER | 59SC6A100M21--22*D | 100000 | 95% | Yes | 100 | 200 | 150 | 300 | 200 | 400 | 250 | 500
211779101 | CARRIER | 59SC6A120M24--22 | 120000 | 96.1% | Yes | 100 | 200 | 200 | 400 | 200 | 400 | 250 | 500
211779102 | CARRIER | 59SC6A120M24--22* | 120000 | 96.1% | Yes | 100 | 200 | 200 | 400 | 200 | 400 | 250 | 500
211779103 | CARRIER | 59SC6A120M24--22**D | 120000 | 95% | Yes | 100 | 200 | 150 | 300 | 200 | 400 | 250 | 500
211779104 | CARRIER | 59SC6A120M24--22*D | 120000 | 95% | Yes | 100 | 200 | 150 | 300 | 200 | 400 | 250 | 500
211779105 | CARRIER | 59SC6A140M24--22 | 140000 | 95% | Yes | 100 | 200 | 150 | 300 | 200 | 400 | 250 | 500
211779106 | CARRIER | 59SC6A140M24--22*D | 140000 | 95% | Yes | 100 | 200 | 150 | 300 | 200 | 400 | 250 | 500
205645635 | CARRIER | 59SU5A040E17--12 | 40000 | 95% | Yes | 100 | 200 | 150 | 300 | 200 | 400 | 250 | 500
212594976 | CARRIER | GG96VTAB30040A | 40000 | 96% | Yes | 100 | 200 | 200 | 400 | 200 | 400 | 250 | 500
212594977 | CARRIER | GG96VTAB30040A*D | 40000 | 95% | Yes | 100 | 200 | 150 | 300 | 200 | 400 | 250 | 500
212595030 | CARRIER | 59SP6B060V14--12 | 60000 | 95% | Yes | 100 | 200 | 150 | 300 | 200 | 400 | 250 | 500
212595031 | CARRIER | 59SP6B060V14--12*D | 60000 | 95% | Yes | 100 | 200 | 150 | 300 | 200 | 400 | 250 | 500
212595032 | CARRIER | 59SP6B060V17--16 | 60000 | 97% | Yes | 100 | 200 | 200 | 400 | 200 | 400 | 250 | 500
212595033 | CARRIER | 59SP6B060V17--16*D | 60000 | 95% | Yes | 100 | 200 | 150 | 300 | 200 | 400 | 250 | 500
212595034 | CARRIER | 59TP6C060V14--12 | 60000 | 95% | Yes | 100 | 200 | 150 | 300 | 200 | 400 | 250 | 500
212595035 | CARRIER | 59TP6C060V14--12*D | 60000 | 95% | Yes | 100 | 200 | 150 | 300 | 200 | 400 | 250 | 500
212595036 | CARRIER | 59TP6C060V17--16 | 60000 | 96.3% | Yes | 100 | 200 | 200 | 400 | 200 | 400 | 250 | 500
212595037 | CARRIER | 59TP6C060V17--16*D | 60000 | 95% | Yes | 100 | 200 | 150 | 300 | 200 | 400 | 250 | 500
205822132 | CARRIER | 59SP6A060V14--12 | 60000 | 95% | Yes | 100 | 200 | 150 | 300 | 200 | 400 | 250 | 500
205822143 | CARRIER | 59SP6A060V14--12*D | 60000 | 95% | Yes | 100 | 200 | 150 | 300 | 200 | 400 | 250 | 500
205822154 | CARRIER | 59SP6A060V17--14 | 60000 | 96.5% | Yes | 100 | 200 | 200 | 400 | 200 | 400 | 250 | 500
205822165 | CARRIER | 59SP6A060V17--14*D | 60000 | 95% | Yes | 100 | 200 | 150 | 300 | 200 | 400 | 250 | 500
212595302 | CARRIER | GG96VTAB60100C | 100000 | 96.1% | Yes | 100 | 200 | 200 | 400 | 200 | 400 | 250 | 500
212595303 | CARRIER | GG96VTAB60100C*D | 100000 | 95% | Yes | 100 | 200 | 150 | 300 | 200 | 400 | 250 | 500
212595196 | CARRIER | GG96VTAB48080B | 80000 | 96.2% | Yes | 100 | 200 | 200 | 400 | 200 | 400 | 250 | 500
212595197 | CARRIER | GG96VTAB48080B*D | 80000 | 95% | Yes | 100 | 200 | 150 | 300 | 200 | 400 | 250 | 500
212594920 | CARRIER | 59SP6B040V14--10 | 40000 | 96% | Yes | 100 | 200 | 200 | 400 | 200 | 400 | 250 | 500
212594921 | CARRIER | 59SP6B040V14--10*D | 40000 | 95% | Yes | 100 | 200 | 150 | 300 | 200 | 400 | 250 | 500
212594922 | CARRIER | 59SP6B040V17--12 | 40000 | 96.7% | Yes | 100 | 200 | 200 | 400 | 200 | 400 | 250 | 500
212594923 | CARRIER | 59SP6B040V17--12*D | 40000 | 95% | Yes | 100 | 200 | 150 | 300 | 200 | 400 | 250 | 500
212594924 | CARRIER | 59TP6C040V14--10 | 40000 | 96% | Yes | 100 | 200 | 200 | 400 | 200 | 400 | 250 | 500
212594925 | CARRIER | 59TP6C040V14--10*D | 40000 | 95% | Yes | 100 | 200 | 150 | 300 | 200 | 400 | 250 | 500
212594926 | CARRIER | 59TP6C040V17--12 | 40000 | 96% | Yes | 100 | 200 | 200 | 400 | 200 | 400 | 250 | 500
212594927 | CARRIER | 59TP6C040V17--12*D | 40000 | 95% | Yes | 100 | 200 | 150 | 300 | 200 | 400 | 250 | 500
211781227 | CARRIER | 59SU5B040M17--12 | 40000 | 95% | Yes | 100 | 200 | 150 | 300 | 200 | 400 | 250 | 500
211780722 | CARRIER | 59SC6A080M17--16 | 80000 | 97% | Yes | 100 | 200 | 200 | 400 | 200 | 400 | 250 | 500
211780724 | CARRIER | 59SC6A080M17--16* | 80000 | 97% | Yes | 100 | 200 | 200 | 400 | 200 | 400 | 250 | 500
211778807 | CARRIER | 59SC2E040M14--12 | 40000 | 92.1% | Yes | 100 | 200 | 100 | 200 | 200 | 400 | 250 | 500
211778808 | CARRIER | 59SC2E040M14--12* | 40000 | 92.1% | Yes | 100 | 200 | 100 | 200 | 200 | 400 | 250 | 500
211778809 | CARRIER | 59SC2E040M17--12 | 40000 | 92.1% | Yes | 100 | 200 | 100 | 200 | 200 | 400 | 250 | 500
211778810 | CARRIER | 59SC2E040M17--12* | 40000 | 92.1% | Yes | 100 | 200 | 100 | 200 | 200 | 400 | 250 | 500
211778811 | CARRIER | 59SC2E060M14--12 | 60000 | 92.1% | Yes | 100 | 200 | 100 | 200 | 200 | 400 | 250 | 500
211778812 | CARRIER | 59SC2E060M14--12* | 60000 | 92.1% | Yes | 100 | 200 | 100 | 200 | 200 | 400 | 250 | 500
211778813 | CARRIER | 59SC2E060M17--14 | 60000 | 92.1% | Yes | 100 | 200 | 100 | 200 | 200 | 400 | 250 | 500
211778814 | CARRIER | 59SC2E060M17--14* | 60000 | 92.1% | Yes | 100 | 200 | 100 | 200 | 200 | 400 | 250 | 500
211778815 | CARRIER | 59SC2E080M17--16 | 80000 | 92.1% | Yes | 100 | 200 | 100 | 200 | 200 | 400 | 250 | 500
211778816 | CARRIER | 59SC2E080M17--16* | 80000 | 92.1% | Yes | 100 | 200 | 100 | 200 | 200 | 400 | 250 | 500
211778817 | CARRIER | 59SC2E080M21--20 | 80000 | 92.1% | Yes | 100 | 200 | 100 | 200 | 200 | 400 | 250 | 500
211778818 | CARRIER | 59SC2E080M21--20* | 80000 | 92.1% | Yes | 100 | 200 | 100 | 200 | 200 | 400 | 250 | 500
211778819 | CARRIER | 59SC2E100M21--20 | 100000 | 92.1% | Yes | 100 | 200 | 100 | 200 | 200 | 400 | 250 | 500
211778820 | CARRIER | 59SC2E100M21--20* | 100000 | 92.1% | Yes | 100 | 200 | 100 | 200 | 200 | 400 | 250 | 500
211778821 | CARRIER | 59SC2E100M21--22 | 100000 | 92.1% | Yes | 100 | 200 | 100 | 200 | 200 | 400 | 250 | 500
211778822 | CARRIER | 59SC2E100M21--22* | 100000 | 92.1% | Yes | 100 | 200 | 100 | 200 | 200 | 400 | 250 | 500
211778823 | CARRIER | 59SC2E120M24--20 | 120000 | 92.1% | Yes | 100 | 200 | 100 | 200 | 200 | 400 | 250 | 500
205822176 | CARRIER | 59SP6A080V17--16 | 80000 | 96.5% | Yes | 100 | 200 | 200 | 400 | 200 | 400 | 250 | 500
205822187 | CARRIER | 59SP6A080V17--16*D | 80000 | 95% | Yes | 100 | 200 | 150 | 300 | 200 | 400 | 250 | 500
205822198 | CARRIER | 59SP6A080V21--20 | 80000 | 96.5% | Yes | 100 | 200 | 200 | 400 | 200 | 400 | 250 | 500
205822209 | CARRIER | 59SP6A080V21--20*D | 80000 | 95% | Yes | 100 | 200 | 150 | 300 | 200 | 400 | 250 | 500
212595334 | CARRIER | 59SP6B120V24--22 | 120000 | 96.1% | Yes | 100 | 200 | 200 | 400 | 200 | 400 | 250 | 500
212595335 | CARRIER | 59SP6B120V24--22*D | 120000 | 95% | Yes | 100 | 200 | 150 | 300 | 200 | 400 | 250 | 500
212595336 | CARRIER | 59TP6C120V24--22 | 120000 | 96.7% | Yes | 100 | 200 | 200 | 400 | 200 | 400 | 250 | 500
212595337 | CARRIER | 59TP6C120V24--22*D | 120000 | 95% | Yes | 100 | 200 | 150 | 300 | 200 | 400 | 250 | 500
212595362 | CARRIER | GG96VTAB66120D | 120000 | 96.7% | Yes | 100 | 200 | 200 | 400 | 200 | 400 | 250 | 500
212595363 | CARRIER | GG96VTAB66120D*D | 120000 | 95% | Yes | 100 | 200 | 150 | 300 | 200 | 400 | 250 | 500
201696177 | CENTURY | GUH92A045B2* | 44000 | 92.1% | No | 100 | 200 | 0 | 0 | 100 | 200 | 250 | 500
201696179 | CENTURY | GUH92A045B3* | 44000 | 92.1% | No | 100 | 200 | 0 | 0 | 100 | 200 | 250 | 500
201696195 | CENTURY | GDD92A045B3* | 44000 | 92.1% | No | 100 | 200 | 0 | 0 | 100 | 200 | 250 | 500
201696232 | CENTURY | GUH95A045B2* | 44000 | 95% | No | 100 | 200 | 0 | 0 | 100 | 200 | 250 | 500
201696234 | CENTURY | GUH95A045B3* | 44000 | 95% | No | 100 | 200 | 0 | 0 | 100 | 200 | 250 | 500
201696248 | CENTURY | GDD95A045B3* | 44000 | 95% | No | 100 | 200 | 0 | 0 | 100 | 200 | 250 | 500
201696185 | CENTURY | GUH92A090C3* | 88000 | 92.1% | No | 100 | 200 | 0 | 0 | 100 | 200 | 250 | 500
201696187 | CENTURY | GUH92A090C4* | 88000 | 92.1% | No | 100 | 200 | 0 | 0 | 100 | 200 | 250 | 500
201696199 | CENTURY | GDD92A090C4* | 88000 | 92.1% | No | 100 | 200 | 0 | 0 | 100 | 200 | 250 | 500
201696189 | CENTURY | GUH92A110C4* | 110000 | 92.1% | No | 100 | 200 | 0 | 0 | 100 | 200 | 250 | 500
201696191 | CENTURY | GUH92A110C5* | 110000 | 92.1% | No | 100 | 200 | 0 | 0 | 100 | 200 | 250 | 500
201696201 | CENTURY | GDD92A110C5* | 110000 | 92.1% | No | 100 | 200 | 0 | 0 | 100 | 200 | 250 | 500
201696236 | CENTURY | GUH95A070B3* | 66000 | 95% | No | 100 | 200 | 0 | 0 | 100 | 200 | 250 | 500
201696250 | CENTURY | GDD95A070B3* | 66000 | 95% | No | 100 | 200 | 0 | 0 | 100 | 200 | 250 | 500
201696181 | CENTURY | GUH92A070B2* | 66000 | 92.1% | No | 100 | 200 | 0 | 0 | 100 | 200 | 250 | 500
201696183 | CENTURY | GUH92A070B3* | 66000 | 92.1% | No | 100 | 200 | 0 | 0 | 100 | 200 | 250 | 500
201696197 | CENTURY | GDD92A070B3* | 66000 | 92.1% | No | 100 | 200 | 0 | 0 | 100 | 200 | 250 | 500
201696238 | CENTURY | GUH95A090C3* | 88000 | 95% | No | 100 | 200 | 0 | 0 | 100 | 200 | 250 | 500
201696240 | CENTURY | GUH95A090C4* | 88000 | 95% | No | 100 | 200 | 0 | 0 | 100 | 200 | 250 | 500
201696252 | CENTURY | GDD95A090C5* | 88000 | 95% | No | 100 | 200 | 0 | 0 | 100 | 200 | 250 | 500
201696242 | CENTURY | GUH95A110C4* | 110000 | 95% | No | 100 | 200 | 0 | 0 | 100 | 200 | 250 | 500
201696244 | CENTURY | GUH95A110C5* | 110000 | 95% | No | 100 | 200 | 0 | 0 | 100 | 200 | 250 | 500
201696254 | CENTURY | GDD95A110C5* | 110000 | 95% | No | 100 | 200 | 0 | 0 | 100 | 200 | 250 | 500
201696193 | CENTURY | GUH92A135D5* | 132000 | 92.1% | No | 100 | 200 | 0 | 0 | 100 | 200 | 250 | 500
201696246 | CENTURY | GUH95A135D5* | 132000 | 95% | No | 100 | 200 | 0 | 0 | 100 | 200 | 250 | 500
204713843 | CENTURY | GUH92C045B3M | 44000 | 92% | Yes | 100 | 200 | 100 | 200 | 200 | 400 | 250 | 500
204713855 | CENTURY | GDD92C045B3M | 44000 | 92% | Yes | 100 | 200 | 100 | 200 | 200 | 400 | 250 | 500
204713845 | CENTURY | GUH92C070B3M | 66000 | 92% | Yes | 100 | 200 | 100 | 200 | 200 | 400 | 250 | 500
204713857 | CENTURY | GDD92C070B3M | 66000 | 92% | Yes | 100 | 200 | 100 | 200 | 200 | 400 | 250 | 500
204713847 | CENTURY | GUH92C090C3M | 88000 | 92% | Yes | 100 | 200 | 100 | 200 | 200 | 400 | 250 | 500
204713849 | CENTURY | GUH92C090C4M | 88000 | 92% | Yes | 100 | 200 | 100 | 200 | 200 | 400 | 250 | 500
204713859 | CENTURY | GDD92C090C4M | 88000 | 92% | Yes | 100 | 200 | 100 | 200 | 200 | 400 | 250 | 500
204713851 | CENTURY | GUH92C110C4M | 110000 | 92% | Yes | 100 | 200 | 100 | 200 | 200 | 400 | 250 | 500
204713853 | CENTURY | GUH92C110C5M | 110000 | 92% | Yes | 100 | 200 | 100 | 200 | 200 | 400 | 250 | 500
201696216 | CENTURY | GUH95C070B3* | 66000 | 95% | Yes | 100 | 200 | 150 | 300 | 200 | 400 | 250 | 500
201696226 | CENTURY | GDD95C070B4* | 66000 | 95% | Yes | 100 | 200 | 150 | 300 | 200 | 400 | 250 | 500
201696159 | CENTURY | GUH95T045B3* | 44000 | 95% | Yes | 100 | 200 | 150 | 300 | 200 | 400 | 250 | 500
201696214 | CENTURY | GUH95C045B3* | 44000 | 95% | Yes | 100 | 200 | 150 | 300 | 200 | 400 | 250 | 500
201696224 | CENTURY | GDD95C045B3* | 44000 | 95% | Yes | 100 | 200 | 150 | 300 | 200 | 400 | 250 | 500
202195677 | CENTURY | GUH95C045B3M | 44000 | 95% | Yes | 100 | 200 | 150 | 300 | 200 | 400 | 250 | 500
202195682 | CENTURY | GDD95C045B3M | 44000 | 95% | Yes | 100 | 200 | 150 | 300 | 200 | 400 | 250 | 500
202195678 | CENTURY | GUH95C070B3M | 66000 | 95% | Yes | 100 | 200 | 150 | 300 | 200 | 400 | 250 | 500
202195683 | CENTURY | GDD95C070B4M | 66000 | 95% | Yes | 100 | 200 | 150 | 300 | 200 | 400 | 250 | 500
201696161 | CENTURY | GUH95T070B3* | 66000 | 95% | Yes | 100 | 200 | 150 | 300 | 200 | 400 | 250 | 500
201696171 | CENTURY | GDD95T070B4* | 66000 | 95% | Yes | 100 | 200 | 150 | 300 | 200 | 400 | 250 | 500
201696163 | CENTURY | GUH95T090C3* | 88000 | 95% | Yes | 100 | 200 | 150 | 300 | 200 | 400 | 250 | 500
201696165 | CENTURY | GUH95T090C5* | 88000 | 95% | Yes | 100 | 200 | 150 | 300 | 200 | 400 | 250 | 500
201696173 | CENTURY | GDD95T090C5* | 88000 | 95% | Yes | 100 | 200 | 150 | 300 | 200 | 400 | 250 | 500
201696218 | CENTURY | GUH95C090C4* | 88000 | 95% | Yes | 100 | 200 | 150 | 300 | 200 | 400 | 250 | 500
201696228 | CENTURY | GDD95C090C4* | 88000 | 95% | Yes | 100 | 200 | 150 | 300 | 200 | 400 | 250 | 500
202195679 | CENTURY | GUH95C090C4M | 88000 | 95% | Yes | 100 | 200 | 150 | 300 | 200 | 400 | 250 | 500
202195684 | CENTURY | GDD95C090C4M | 88000 | 95% | Yes | 100 | 200 | 150 | 300 | 200 | 400 | 250 | 500
201696167 | CENTURY | GUH95T110C5* | 110000 | 95% | Yes | 100 | 200 | 150 | 300 | 200 | 400 | 250 | 500
201696175 | CENTURY | GDD95T110C5* | 110000 | 95% | Yes | 100 | 200 | 150 | 300 | 200 | 400 | 250 | 500
201696220 | CENTURY | GUH95C110C5* | 110000 | 95% | Yes | 100 | 200 | 150 | 300 | 200 | 400 | 250 | 500
201696230 | CENTURY | GDD95C110C5* | 110000 | 95% | Yes | 100 | 200 | 150 | 300 | 200 | 400 | 250 | 500
202195680 | CENTURY | GUH95C110C5M | 110000 | 95% | Yes | 100 | 200 | 150 | 300 | 200 | 400 | 250 | 500
202195685 | CENTURY | GDD95C110C5M | 110000 | 95% | Yes | 100 | 200 | 150 | 300 | 200 | 400 | 250 | 500
201696169 | CENTURY | GUH95T135D5* | 132000 | 95% | Yes | 100 | 200 | 150 | 300 | 200 | 400 | 250 | 500
201696222 | CENTURY | GUH95C135D5* | 132000 | 95% | Yes | 100 | 200 | 150 | 300 | 200 | 400 | 250 | 500
202195681 | CENTURY | GUH95C135D5M | 132000 | 95% | Yes | 100 | 200 | 150 | 300 | 200 | 400 | 250 | 500
202443444 | CENTURY | GUH97M135C5M | 132000 | 97% | Yes | 100 | 200 | 200 | 400 | 200 | 400 | 250 | 500
204388832 | CENTURY | GUH96T045B3M-* | 44000 | 96% | Yes | 100 | 200 | 200 | 400 | 200 | 400 | 250 | 500
202443434 | CENTURY | GUH97M070B3M | 66000 | 97% | Yes | 100 | 200 | 200 | 400 | 200 | 400 | 250 | 500
204388834 | CENTURY | GUH96T070B3M-* | 66000 | 96% | Yes | 100 | 200 | 200 | 400 | 200 | 400 | 250 | 500
202443436 | CENTURY | GUH97M090C3M | 88000 | 97% | Yes | 100 | 200 | 200 | 400 | 200 | 400 | 250 | 500
202443438 | CENTURY | GUH97M090C4M | 88000 | 97% | Yes | 100 | 200 | 200 | 400 | 200 | 400 | 250 | 500
202443440 | CENTURY | GUH97M090C5M | 88000 | 97% | Yes | 100 | 200 | 200 | 400 | 200 | 400 | 250 | 500
204388837 | CENTURY | GUH96T090C5M-* | 88000 | 96% | Yes | 100 | 200 | 200 | 400 | 200 | 400 | 250 | 500
204388839 | CENTURY | GUH96T090C3M-* | 88000 | 96% | Yes | 100 | 200 | 200 | 400 | 200 | 400 | 250 | 500
202443442 | CENTURY | GUH97M110C5M | 110000 | 97% | Yes | 100 | 200 | 200 | 400 | 200 | 400 | 250 | 500
204388841 | CENTURY | GUH96T110C5M-* | 110000 | 96% | Yes | 100 | 200 | 200 | 400 | 200 | 400 | 250 | 500
204388843 | CENTURY | GUH96T135D5M-* | 132000 | 96% | Yes | 100 | 200 | 200 | 400 | 200 | 400 | 250 | 500
212396510 | CENTURY | GUH96C045B3M | 44000 | 96.6% | Yes | 100 | 200 | 200 | 400 | 200 | 400 | 250 | 500
212396512 | CENTURY | GUH96C070B3M | 66000 | 96.1% | Yes | 100 | 200 | 200 | 400 | 200 | 400 | 250 | 500
212396514 | CENTURY | GUH96C090C4M | 88000 | 96.3% | Yes | 100 | 200 | 200 | 400 | 200 | 400 | 250 | 500
212396516 | CENTURY | GUH96C110C5M | 110000 | 96.4% | Yes | 100 | 200 | 200 | 400 | 200 | 400 | 250 | 500
212396518 | CENTURY | GUH96C135D5M | 132000 | 96% | Yes | 100 | 200 | 200 | 400 | 200 | 400 | 250 | 500
212396520 | CENTURY | GDD96C045B3M | 44000 | 96.1% | Yes | 100 | 200 | 200 | 400 | 200 | 400 | 250 | 500
212396522 | CENTURY | GDD96C070B4M | 66000 | 96.1% | Yes | 100 | 200 | 200 | 400 | 200 | 400 | 250 | 500
212396524 | CENTURY | GDD96C090C4M | 88000 | 96.1% | Yes | 100 | 200 | 200 | 400 | 200 | 400 | 250 | 500
212396526 | CENTURY | GDD96C110C5M | 110000 | 96% | Yes | 100 | 200 | 200 | 400 | 200 | 400 | 250 | 500
8950177 | CHAMPION HEATING AND COOLING | TG9S040A08MP11 | 40000 | 95.5% | No | 100 | 200 | 0 | 0 | 100 | 200 | 250 | 500
8950181 | CHAMPION HEATING AND COOLING | TG9S130D20MP11 | 130000 | 95.5% | No | 100 | 200 | 0 | 0 | 100 | 200 | 250 | 500
8950171 | CHAMPION HEATING AND COOLING | TG9S080B12MP11 | 80000 | 95.5% | No | 100 | 200 | 0 | 0 | 100 | 200 | 250 | 500
8950174 | CHAMPION HEATING AND COOLING | TG9S080C16MP11 | 80000 | 95.5% | No | 100 | 200 | 0 | 0 | 100 | 200 | 250 | 500
8950179 | CHAMPION HEATING AND COOLING | TG9S080C22MP11 | 80000 | 95.5% | No | 100 | 200 | 0 | 0 | 100 | 200 | 250 | 500
8950214 | CHAMPION HEATING AND COOLING | TM9T080C16MP11 | 80000 | 96% | No | 100 | 200 | 0 | 0 | 100 | 200 | 250 | 500
8950215 | CHAMPION HEATING AND COOLING | TM9T080B12MP11 | 80000 | 96% | No | 100 | 200 | 0 | 0 | 100 | 200 | 250 | 500
8950173 | CHAMPION HEATING AND COOLING | TG9S100C16MP11 | 100000 | 95.5% | No | 100 | 200 | 0 | 0 | 100 | 200 | 250 | 500
8950180 | CHAMPION HEATING AND COOLING | TG9S100C20MP11 | 100000 | 95.5% | No | 100 | 200 | 0 | 0 | 100 | 200 | 250 | 500
8950213 | CHAMPION HEATING AND COOLING | TM9T100C20MP11 | 100000 | 96% | No | 100 | 200 | 0 | 0 | 100 | 200 | 250 | 500
8950217 | CHAMPION HEATING AND COOLING | TM9T100C16MP11 | 100000 | 96% | No | 100 | 200 | 0 | 0 | 100 | 200 | 250 | 500
8950172 | CHAMPION HEATING AND COOLING | TG9S060A10MP11 | 60000 | 95.5% | No | 100 | 200 | 0 | 0 | 100 | 200 | 250 | 500
8950178 | CHAMPION HEATING AND COOLING | TG9S060B12MP11 | 60000 | 95.5% | No | 100 | 200 | 0 | 0 | 100 | 200 | 250 | 500
8950212 | CHAMPION HEATING AND COOLING | TM9T060B12MP11 | 60000 | 96% | No | 100 | 200 | 0 | 0 | 100 | 200 | 250 | 500
8950175 | CHAMPION HEATING AND COOLING | TG9S120D20MP11 | 120000 | 95.5% | No | 100 | 200 | 0 | 0 | 100 | 200 | 250 | 500
8950176 | CHAMPION HEATING AND COOLING | TG9S120D16MP11 | 120000 | 95.5% | No | 100 | 200 | 0 | 0 | 100 | 200 | 250 | 500
8950216 | CHAMPION HEATING AND COOLING | TM9T120D20MP11 | 120000 | 96% | No | 100 | 200 | 0 | 0 | 100 | 200 | 250 | 500
203324460 | CHAMPION HEATING AND COOLING | TM9E080C20MP12 | 80000 | 95% | Yes | 100 | 200 | 150 | 300 | 200 | 400 | 250 | 500
8950251 | CHAMPION HEATING AND COOLING | TM9E080C16MP11 | 80000 | 95% | Yes | 100 | 200 | 150 | 300 | 200 | 400 | 250 | 500
8950256 | CHAMPION HEATING AND COOLING | TM9E080B12MP11 | 80000 | 95% | Yes | 100 | 200 | 150 | 300 | 200 | 400 | 250 | 500
203324255 | CHAMPION HEATING AND COOLING | TL9E080C16UH11 | 80000 | 95% | Yes | 100 | 200 | 150 | 300 | 200 | 400 | 250 | 500
203324458 | CHAMPION HEATING AND COOLING | TM9E080B12MP12 | 80000 | 95% | Yes | 100 | 200 | 150 | 300 | 200 | 400 | 250 | 500
203324459 | CHAMPION HEATING AND COOLING | TM9E080C16MP12 | 80000 | 95% | Yes | 100 | 200 | 150 | 300 | 200 | 400 | 250 | 500
8950255 | CHAMPION HEATING AND COOLING | TM9E040A10MP11 | 40000 | 95% | Yes | 100 | 200 | 150 | 300 | 200 | 400 | 250 | 500
203324455 | CHAMPION HEATING AND COOLING | TM9E040A10MP12 | 40000 | 95% | Yes | 100 | 200 | 150 | 300 | 200 | 400 | 250 | 500
8950250 | CHAMPION HEATING AND COOLING | TM9E060B12MP11 | 60000 | 95% | Yes | 100 | 200 | 150 | 300 | 200 | 400 | 250 | 500
204577674 | CHAMPION HEATING AND COOLING | TL9E060B12UH11 | 60000 | 95% | Yes | 100 | 200 | 150 | 300 | 200 | 400 | 250 | 500
203324456 | CHAMPION HEATING AND COOLING | TM9E060A10MP12 | 60000 | 95% | Yes | 100 | 200 | 150 | 300 | 200 | 400 | 250 | 500
203324457 | CHAMPION HEATING AND COOLING | TM9E060B12MP12 | 60000 | 95% | Yes | 100 | 200 | 150 | 300 | 200 | 400 | 250 | 500
8950253 | CHAMPION HEATING AND COOLING | TM9E100C16MP11 | 100000 | 95% | Yes | 100 | 200 | 150 | 300 | 200 | 400 | 250 | 500
8950254 | CHAMPION HEATING AND COOLING | TM9E100C20MP11 | 100000 | 95% | Yes | 100 | 200 | 150 | 300 | 200 | 400 | 250 | 500
204577679 | CHAMPION HEATING AND COOLING | TL9E100C20UH11 | 100000 | 95% | Yes | 100 | 200 | 150 | 300 | 200 | 400 | 250 | 500
203324461 | CHAMPION HEATING AND COOLING | TM9E100C16MP12 | 100000 | 95% | Yes | 100 | 200 | 150 | 300 | 200 | 400 | 250 | 500
203324462 | CHAMPION HEATING AND COOLING | TM9E100C20MP12 | 100000 | 95% | Yes | 100 | 200 | 150 | 300 | 200 | 400 | 250 | 500
8950252 | CHAMPION HEATING AND COOLING | TM9E120D20MP11 | 120000 | 95% | Yes | 100 | 200 | 150 | 300 | 200 | 400 | 250 | 500
203324463 | CHAMPION HEATING AND COOLING | TM9E120D20MP12 | 120000 | 95% | Yes | 100 | 200 | 150 | 300 | 200 | 400 | 250 | 500
8950249 | CHAMPION HEATING AND COOLING | TM9V040A10MP11 | 40000 | 96% | Yes | 100 | 200 | 200 | 400 | 200 | 400 | 250 | 500
8950269 | CHAMPION HEATING AND COOLING | TM9Y040A10MP11 | 40000 | 96% | Yes | 100 | 200 | 200 | 400 | 200 | 400 | 250 | 500
10534156 | CHAMPION HEATING AND COOLING | TM9V040A10MP12 | 40000 | 96% | Yes | 100 | 200 | 200 | 400 | 200 | 400 | 250 | 500
8950391 | CHAMPION HEATING AND COOLING | TP9C080B12MP12 | 80000 | 97.5% | Yes | 100 | 200 | 200 | 400 | 200 | 400 | 250 | 500
10534170 | CHAMPION HEATING AND COOLING | TP9C080B12MP13 | 80000 | 97.5% | Yes | 100 | 200 | 200 | 400 | 200 | 400 | 250 | 500
8950390 | CHAMPION HEATING AND COOLING | TP9C080C16MP12 | 80000 | 97.7% | Yes | 100 | 200 | 200 | 400 | 200 | 400 | 250 | 500
10534171 | CHAMPION HEATING AND COOLING | TP9C080C16MP13 | 80000 | 97.7% | Yes | 100 | 200 | 200 | 400 | 200 | 400 | 250 | 500
8950266 | CHAMPION HEATING AND COOLING | TM9Y080B12MP11 | 80000 | 96% | Yes | 100 | 200 | 200 | 400 | 200 | 400 | 250 | 500
8950267 | CHAMPION HEATING AND COOLING | TM9Y080C16MP11 | 80000 | 96% | Yes | 100 | 200 | 200 | 400 | 200 | 400 | 250 | 500
8950209 | CHAMPION HEATING AND COOLING | TM9V080B12MP11 | 80000 | 96% | Yes | 100 | 200 | 200 | 400 | 200 | 400 | 250 | 500
8950210 | CHAMPION HEATING AND COOLING | TM9V080C16MP11 | 80000 | 96% | Yes | 100 | 200 | 200 | 400 | 200 | 400 | 250 | 500
10534158 | CHAMPION HEATING AND COOLING | TM9V080B12MP12 | 80000 | 96% | Yes | 100 | 200 | 200 | 400 | 200 | 400 | 250 | 500
10534159 | CHAMPION HEATING AND COOLING | TM9V080C16MP12 | 80000 | 96% | Yes | 100 | 200 | 200 | 400 | 200 | 400 | 250 | 500
8950265 | CHAMPION HEATING AND COOLING | TM9Y060B12MP11 | 60000 | 96% | Yes | 100 | 200 | 200 | 400 | 200 | 400 | 250 | 500
8950208 | CHAMPION HEATING AND COOLING | TM9V060B12MP11 | 60000 | 96% | Yes | 100 | 200 | 200 | 400 | 200 | 400 | 250 | 500
10534157 | CHAMPION HEATING AND COOLING | TM9V060B12MP12 | 60000 | 96% | Yes | 100 | 200 | 200 | 400 | 200 | 400 | 250 | 500
8950389 | CHAMPION HEATING AND COOLING | TP9C060B12MP12 | 60000 | 97.5% | Yes | 100 | 200 | 200 | 400 | 200 | 400 | 250 | 500
10534169 | CHAMPION HEATING AND COOLING | TP9C060B12MP13 | 60000 | 97.5% | Yes | 100 | 200 | 200 | 400 | 200 | 400 | 250 | 500
8950388 | CHAMPION HEATING AND COOLING | TP9C100C20MP12 | 100000 | 97.7% | Yes | 100 | 200 | 200 | 400 | 200 | 400 | 250 | 500
8950392 | CHAMPION HEATING AND COOLING | TP9C100C16MP12 | 100000 | 97.7% | Yes | 100 | 200 | 200 | 400 | 200 | 400 | 250 | 500
10534172 | CHAMPION HEATING AND COOLING | TP9C100C16MP13 | 100000 | 97.7% | Yes | 100 | 200 | 200 | 400 | 200 | 400 | 250 | 500
10534173 | CHAMPION HEATING AND COOLING | TP9C100C20MP13 | 100000 | 97.7% | Yes | 100 | 200 | 200 | 400 | 200 | 400 | 250 | 500
8950211 | CHAMPION HEATING AND COOLING | TM9V100C16MP11 | 100000 | 96% | Yes | 100 | 200 | 200 | 400 | 200 | 400 | 250 | 500
8950264 | CHAMPION HEATING AND COOLING | TM9Y100C20MP11 | 100000 | 96% | Yes | 100 | 200 | 200 | 400 | 200 | 400 | 250 | 500
8950268 | CHAMPION HEATING AND COOLING | TM9Y100C16MP11 | 100000 | 96% | Yes | 100 | 200 | 200 | 400 | 200 | 400 | 250 | 500
8950207 | CHAMPION HEATING AND COOLING | TM9V100C20MP11 | 100000 | 96% | Yes | 100 | 200 | 200 | 400 | 200 | 400 | 250 | 500
10534160 | CHAMPION HEATING AND COOLING | TM9V100C16MP12 | 100000 | 96% | Yes | 100 | 200 | 200 | 400 | 200 | 400 | 250 | 500
10534161 | CHAMPION HEATING AND COOLING | TM9V100C20MP12 | 100000 | 96% | Yes | 100 | 200 | 200 | 400 | 200 | 400 | 250 | 500
10534174 | CHAMPION HEATING AND COOLING | TP9C120D20MP13 | 120000 | 98% | Yes | 100 | 200 | 200 | 400 | 200 | 400 | 250 | 500
8950263 | CHAMPION HEATING AND COOLING | TM9Y120D20MP11 | 120000 | 96% | Yes | 100 | 200 | 200 | 400 | 200 | 400 | 250 | 500
8950206 | CHAMPION HEATING AND COOLING | TM9V120D20MP11 | 120000 | 96% | Yes | 100 | 200 | 200 | 400 | 200 | 400 | 250 | 500
10534162 | CHAMPION HEATING AND COOLING | TM9V120D20MP12 | 120000 | 96% | Yes | 100 | 200 | 200 | 400 | 200 | 400 | 250 | 500
206428678 | CHAMPION HEATING AND COOLING | TM9E026A08MP12 | 26000 | 96% | Yes | 100 | 200 | 200 | 400 | 200 | 400 | 250 | 500
2016962 | COLEMAN BY JOHNSON CONTROLS | TG9S040A08MP11 | 40000 | 95.5% | No | 100 | 200 | 0 | 0 | 100 | 200 | 250 | 500
2016961 | COLEMAN BY JOHNSON CONTROLS | TG9S060B12MP11 | 60000 | 95.5% | No | 100 | 200 | 0 | 0 | 100 | 200 | 250 | 500
2016963 | COLEMAN BY JOHNSON CONTROLS | TG9S060A10MP11 | 60000 | 95.5% | No | 100 | 200 | 0 | 0 | 100 | 200 | 250 | 500
2017052 | COLEMAN BY JOHNSON CONTROLS | MG9S060B12MP11 | 60000 | 95.5% | No | 100 | 200 | 0 | 0 | 100 | 200 | 250 | 500
2017064 | COLEMAN BY JOHNSON CONTROLS | TM9T060B12MP11 | 60000 | 96% | No | 100 | 200 | 0 | 0 | 100 | 200 | 250 | 500
2016967 | COLEMAN BY JOHNSON CONTROLS | TG9S130D20MP11 | 130000 | 95.5% | No | 100 | 200 | 0 | 0 | 100 | 200 | 250 | 500
2016958 | COLEMAN BY JOHNSON CONTROLS | TG9S080C22MP11 | 80000 | 95.5% | No | 100 | 200 | 0 | 0 | 100 | 200 | 250 | 500
2016959 | COLEMAN BY JOHNSON CONTROLS | TG9S080C16MP11 | 80000 | 95.5% | No | 100 | 200 | 0 | 0 | 100 | 200 | 250 | 500
2016960 | COLEMAN BY JOHNSON CONTROLS | TG9S080B12MP11 | 80000 | 95.5% | No | 100 | 200 | 0 | 0 | 100 | 200 | 250 | 500
2017054 | COLEMAN BY JOHNSON CONTROLS | MG9S080B12MP11 | 80000 | 95.5% | No | 100 | 200 | 0 | 0 | 100 | 200 | 250 | 500
2017055 | COLEMAN BY JOHNSON CONTROLS | MG9S080C16MP11 | 80000 | 95.5% | No | 100 | 200 | 0 | 0 | 100 | 200 | 250 | 500
2017066 | COLEMAN BY JOHNSON CONTROLS | TM9T080B12MP11 | 80000 | 96% | No | 100 | 200 | 0 | 0 | 100 | 200 | 250 | 500
2017067 | COLEMAN BY JOHNSON CONTROLS | TM9T080C16MP11 | 80000 | 96% | No | 100 | 200 | 0 | 0 | 100 | 200 | 250 | 500
2016964 | COLEMAN BY JOHNSON CONTROLS | TG9S100C16MP11 | 100000 | 95.5% | No | 100 | 200 | 0 | 0 | 100 | 200 | 250 | 500
2016966 | COLEMAN BY JOHNSON CONTROLS | TG9S100C20MP11 | 100000 | 95.5% | No | 100 | 200 | 0 | 0 | 100 | 200 | 250 | 500
2017050 | COLEMAN BY JOHNSON CONTROLS | MG9S100C20MP11 | 100000 | 95.5% | No | 100 | 200 | 0 | 0 | 100 | 200 | 250 | 500
2017062 | COLEMAN BY JOHNSON CONTROLS | TM9T100C20MP11 | 100000 | 96% | No | 100 | 200 | 0 | 0 | 100 | 200 | 250 | 500
2017063 | COLEMAN BY JOHNSON CONTROLS | TM9T100C16MP11 | 100000 | 96% | No | 100 | 200 | 0 | 0 | 100 | 200 | 250 | 500
2016965 | COLEMAN BY JOHNSON CONTROLS | TG9S120D16MP11 | 120000 | 95.5% | No | 100 | 200 | 0 | 0 | 100 | 200 | 250 | 500
2016968 | COLEMAN BY JOHNSON CONTROLS | TG9S120D20MP11 | 120000 | 95.5% | No | 100 | 200 | 0 | 0 | 100 | 200 | 250 | 500
2017065 | COLEMAN BY JOHNSON CONTROLS | TM9T120D20MP11 | 120000 | 96% | No | 100 | 200 | 0 | 0 | 100 | 200 | 250 | 500
203325006 | COLEMAN BY JOHNSON CONTROLS | MM9E080C20MP11 | 80000 | 95% | Yes | 100 | 200 | 150 | 300 | 200 | 400 | 250 | 500
7141723 | COLEMAN BY JOHNSON CONTROLS | TM9E080B12MP11 | 80000 | 95% | Yes | 100 | 200 | 150 | 300 | 200 | 400 | 250 | 500
203324252 | COLEMAN BY JOHNSON CONTROLS | TL9E080C16UH11 | 80000 | 95% | Yes | 100 | 200 | 150 | 300 | 200 | 400 | 250 | 500
7119461 | COLEMAN BY JOHNSON CONTROLS | TM9E080C16MP11 | 80000 | 95% | Yes | 100 | 200 | 150 | 300 | 200 | 400 | 250 | 500
203324422 | COLEMAN BY JOHNSON CONTROLS | TM9E080B12MP12 | 80000 | 95% | Yes | 100 | 200 | 150 | 300 | 200 | 400 | 250 | 500
203324423 | COLEMAN BY JOHNSON CONTROLS | TM9E080C16MP12 | 80000 | 95% | Yes | 100 | 200 | 150 | 300 | 200 | 400 | 250 | 500
203324424 | COLEMAN BY JOHNSON CONTROLS | TM9E080C20MP12 | 80000 | 95% | Yes | 100 | 200 | 150 | 300 | 200 | 400 | 250 | 500
203325004 | COLEMAN BY JOHNSON CONTROLS | MM9E080B12MP11 | 80000 | 95% | Yes | 100 | 200 | 150 | 300 | 200 | 400 | 250 | 500
203325005 | COLEMAN BY JOHNSON CONTROLS | MM9E080C16MP11 | 80000 | 95% | Yes | 100 | 200 | 150 | 300 | 200 | 400 | 250 | 500
203324419 | COLEMAN BY JOHNSON CONTROLS | TM9E040A10MP12 | 40000 | 95% | Yes | 100 | 200 | 150 | 300 | 200 | 400 | 250 | 500
7137318 | COLEMAN BY JOHNSON CONTROLS | TM9E040A10MP11 | 40000 | 95% | Yes | 100 | 200 | 150 | 300 | 200 | 400 | 250 | 500
7119457 | COLEMAN BY JOHNSON CONTROLS | TM9E060B12MP11 | 60000 | 95% | Yes | 100 | 200 | 150 | 300 | 200 | 400 | 250 | 500
204577671 | COLEMAN BY JOHNSON CONTROLS | TL9E060B12UH11 | 60000 | 95% | Yes | 100 | 200 | 150 | 300 | 200 | 400 | 250 | 500
203324420 | COLEMAN BY JOHNSON CONTROLS | TM9E060A10MP12 | 60000 | 95% | Yes | 100 | 200 | 150 | 300 | 200 | 400 | 250 | 500
203324421 | COLEMAN BY JOHNSON CONTROLS | TM9E060B12MP12 | 60000 | 95% | Yes | 100 | 200 | 150 | 300 | 200 | 400 | 250 | 500
203325003 | COLEMAN BY JOHNSON CONTROLS | MM9E060B12MP11 | 60000 | 95% | Yes | 100 | 200 | 150 | 300 | 200 | 400 | 250 | 500
204577676 | COLEMAN BY JOHNSON CONTROLS | TL9E100C20UH11 | 100000 | 95% | Yes | 100 | 200 | 150 | 300 | 200 | 400 | 250 | 500
7125977 | COLEMAN BY JOHNSON CONTROLS | TM9E100C16MP11 | 100000 | 95% | Yes | 100 | 200 | 150 | 300 | 200 | 400 | 250 | 500
203324425 | COLEMAN BY JOHNSON CONTROLS | TM9E100C16MP12 | 100000 | 95% | Yes | 100 | 200 | 150 | 300 | 200 | 400 | 250 | 500
203324426 | COLEMAN BY JOHNSON CONTROLS | TM9E100C20MP12 | 100000 | 95% | Yes | 100 | 200 | 150 | 300 | 200 | 400 | 250 | 500
203325007 | COLEMAN BY JOHNSON CONTROLS | MM9E100C16MP11 | 100000 | 95% | Yes | 100 | 200 | 150 | 300 | 200 | 400 | 250 | 500
7133781 | COLEMAN BY JOHNSON CONTROLS | TM9E100C20MP11 | 100000 | 95% | Yes | 100 | 200 | 150 | 300 | 200 | 400 | 250 | 500
7119467 | COLEMAN BY JOHNSON CONTROLS | TM9E120D20MP11 | 120000 | 95% | Yes | 100 | 200 | 150 | 300 | 200 | 400 | 250 | 500
203324427 | COLEMAN BY JOHNSON CONTROLS | TM9E120D20MP12 | 120000 | 95% | Yes | 100 | 200 | 150 | 300 | 200 | 400 | 250 | 500
8412975 | COLEMAN BY JOHNSON CONTROLS | TM9Y040A10MP11 | 40000 | 96% | Yes | 100 | 200 | 200 | 400 | 200 | 400 | 250 | 500
204829765 | COLEMAN BY JOHNSON CONTROLS | TM9V040A10MP12 | 40000 | 96% | Yes | 100 | 200 | 200 | 400 | 200 | 400 | 250 | 500
4733112 | COLEMAN BY JOHNSON CONTROLS | TM9V040A10MP11 | 40000 | 96% | Yes | 100 | 200 | 200 | 400 | 200 | 400 | 250 | 500
2017105 | COLEMAN BY JOHNSON CONTROLS | CP9C080B12MP12 | 80000 | 97.5% | Yes | 100 | 200 | 200 | 400 | 200 | 400 | 250 | 500
204829754 | COLEMAN BY JOHNSON CONTROLS | CP9C080B12MP13 | 80000 | 97.5% | Yes | 100 | 200 | 200 | 400 | 200 | 400 | 250 | 500
204829797 | COLEMAN BY JOHNSON CONTROLS | TP9C080B12MP13 | 80000 | 97.5% | Yes | 100 | 200 | 200 | 400 | 200 | 400 | 250 | 500
2017104 | COLEMAN BY JOHNSON CONTROLS | CP9C080C16MP12 | 80000 | 97.7% | Yes | 100 | 200 | 200 | 400 | 200 | 400 | 250 | 500
204829755 | COLEMAN BY JOHNSON CONTROLS | CP9C080C16MP13 | 80000 | 97.7% | Yes | 100 | 200 | 200 | 400 | 200 | 400 | 250 | 500
204829801 | COLEMAN BY JOHNSON CONTROLS | TP9C080C16MP13 | 80000 | 97.7% | Yes | 100 | 200 | 200 | 400 | 200 | 400 | 250 | 500
2017057 | COLEMAN BY JOHNSON CONTROLS | TM9V080C16MP11 | 80000 | 96% | Yes | 100 | 200 | 200 | 400 | 200 | 400 | 250 | 500
2017060 | COLEMAN BY JOHNSON CONTROLS | TM9V080B12MP11 | 80000 | 96% | Yes | 100 | 200 | 200 | 400 | 200 | 400 | 250 | 500
8412978 | COLEMAN BY JOHNSON CONTROLS | TM9Y080B12MP11 | 80000 | 96% | Yes | 100 | 200 | 200 | 400 | 200 | 400 | 250 | 500
8412979 | COLEMAN BY JOHNSON CONTROLS | TM9Y080C16MP11 | 80000 | 96% | Yes | 100 | 200 | 200 | 400 | 200 | 400 | 250 | 500
204829773 | COLEMAN BY JOHNSON CONTROLS | TM9V080B12MP12 | 80000 | 96% | Yes | 100 | 200 | 200 | 400 | 200 | 400 | 250 | 500
204829777 | COLEMAN BY JOHNSON CONTROLS | TM9V080C16MP12 | 80000 | 96% | Yes | 100 | 200 | 200 | 400 | 200 | 400 | 250 | 500
2017061 | COLEMAN BY JOHNSON CONTROLS | TM9V060B12MP11 | 60000 | 96% | Yes | 100 | 200 | 200 | 400 | 200 | 400 | 250 | 500
8412976 | COLEMAN BY JOHNSON CONTROLS | TM9Y060B12MP11 | 60000 | 96% | Yes | 100 | 200 | 200 | 400 | 200 | 400 | 250 | 500
204829769 | COLEMAN BY JOHNSON CONTROLS | TM9V060B12MP12 | 60000 | 96% | Yes | 100 | 200 | 200 | 400 | 200 | 400 | 250 | 500
2017106 | COLEMAN BY JOHNSON CONTROLS | CP9C060B12MP12 | 60000 | 97.5% | Yes | 100 | 200 | 200 | 400 | 200 | 400 | 250 | 500
204829753 | COLEMAN BY JOHNSON CONTROLS | CP9C060B12MP13 | 60000 | 97.5% | Yes | 100 | 200 | 200 | 400 | 200 | 400 | 250 | 500
204829793 | COLEMAN BY JOHNSON CONTROLS | TP9C060B12MP13 | 60000 | 97.5% | Yes | 100 | 200 | 200 | 400 | 200 | 400 | 250 | 500
2017108 | COLEMAN BY JOHNSON CONTROLS | CP9C100C16MP12 | 100000 | 97.7% | Yes | 100 | 200 | 200 | 400 | 200 | 400 | 250 | 500
2017109 | COLEMAN BY JOHNSON CONTROLS | CP9C100C20MP12 | 100000 | 97.7% | Yes | 100 | 200 | 200 | 400 | 200 | 400 | 250 | 500
204829756 | COLEMAN BY JOHNSON CONTROLS | CP9C100C16MP13 | 100000 | 97.7% | Yes | 100 | 200 | 200 | 400 | 200 | 400 | 250 | 500
204829757 | COLEMAN BY JOHNSON CONTROLS | CP9C100C20MP13 | 100000 | 97.7% | Yes | 100 | 200 | 200 | 400 | 200 | 400 | 250 | 500
204829805 | COLEMAN BY JOHNSON CONTROLS | TP9C100C16MP13 | 100000 | 97.7% | Yes | 100 | 200 | 200 | 400 | 200 | 400 | 250 | 500
204829809 | COLEMAN BY JOHNSON CONTROLS | TP9C100C20MP13 | 100000 | 97.7% | Yes | 100 | 200 | 200 | 400 | 200 | 400 | 250 | 500
2017058 | COLEMAN BY JOHNSON CONTROLS | TM9V100C20MP11 | 100000 | 96% | Yes | 100 | 200 | 200 | 400 | 200 | 400 | 250 | 500
2017059 | COLEMAN BY JOHNSON CONTROLS | TM9V100C16MP11 | 100000 | 96% | Yes | 100 | 200 | 200 | 400 | 200 | 400 | 250 | 500
8412980 | COLEMAN BY JOHNSON CONTROLS | TM9Y100C16MP11 | 100000 | 96% | Yes | 100 | 200 | 200 | 400 | 200 | 400 | 250 | 500
8412981 | COLEMAN BY JOHNSON CONTROLS | TM9Y100C20MP11 | 100000 | 96% | Yes | 100 | 200 | 200 | 400 | 200 | 400 | 250 | 500
204829781 | COLEMAN BY JOHNSON CONTROLS | TM9V100C16MP12 | 100000 | 96% | Yes | 100 | 200 | 200 | 400 | 200 | 400 | 250 | 500
204829785 | COLEMAN BY JOHNSON CONTROLS | TM9V100C20MP12 | 100000 | 96% | Yes | 100 | 200 | 200 | 400 | 200 | 400 | 250 | 500
204829758 | COLEMAN BY JOHNSON CONTROLS | CP9C120D20MP13 | 120000 | 98% | Yes | 100 | 200 | 200 | 400 | 200 | 400 | 250 | 500
204829813 | COLEMAN BY JOHNSON CONTROLS | TP9C120D20MP13 | 120000 | 98% | Yes | 100 | 200 | 200 | 400 | 200 | 400 | 250 | 500
2017056 | COLEMAN BY JOHNSON CONTROLS | TM9V120D20MP11 | 120000 | 96% | Yes | 100 | 200 | 200 | 400 | 200 | 400 | 250 | 500
8412982 | COLEMAN BY JOHNSON CONTROLS | TM9Y120D20MP11 | 120000 | 96% | Yes | 100 | 200 | 200 | 400 | 200 | 400 | 250 | 500
204829789 | COLEMAN BY JOHNSON CONTROLS | TM9V120D20MP12 | 120000 | 96% | Yes | 100 | 200 | 200 | 400 | 200 | 400 | 250 | 500
206428674 | COLEMAN BY JOHNSON CONTROLS | TM9E026A08MP12 | 26000 | 96% | Yes | 100 | 200 | 200 | 400 | 200 | 400 | 250 | 500
211106237 | Comfort Pack | CP94**25UA | 25000 | 95% | Yes | 100 | 200 | 150 | 300 | 200 | 400 | 250 | 500
211106238 | Comfort Pack | CP94**32UA | 32000 | 95% | Yes | 100 | 200 | 150 | 300 | 200 | 400 | 250 | 500
211106239 | Comfort Pack | CP94**43UA | 43000 | 95% | Yes | 100 | 200 | 150 | 300 | 200 | 400 | 250 | 500
211106240 | Comfort Pack | CP94**50UA | 50000 | 93% | Yes | 100 | 200 | 100 | 200 | 200 | 400 | 250 | 500
206331810 | Comfort Pack | CPG4**25-U** | 25000 | 95% | Yes | 100 | 200 | 150 | 300 | 200 | 400 | 250 | 500
206331811 | Comfort Pack | CPG4**32-U** | 32000 | 95% | Yes | 100 | 200 | 150 | 300 | 200 | 400 | 250 | 500
206331812 | Comfort Pack | CPG4**43-U** | 43000 | 95% | Yes | 100 | 200 | 150 | 300 | 200 | 400 | 250 | 500
206331813 | Comfort Pack | CPG4**50-U** | 50000 | 93% | Yes | 100 | 200 | 100 | 200 | 200 | 400 | 250 | 500
213880954 | Comfort Pack | CP94**25UB | 25000 | 95% | Yes | 100 | 200 | 150 | 300 | 200 | 400 | 250 | 500
213880955 | Comfort Pack | CP94**32UB | 32000 | 95% | Yes | 100 | 200 | 150 | 300 | 200 | 400 | 250 | 500
213880956 | Comfort Pack | CP94**43UB | 43000 | 95% | Yes | 100 | 200 | 150 | 300 | 200 | 400 | 250 | 500
213880957 | Comfort Pack | CP94**50UB | 50000 | 93% | Yes | 100 | 200 | 100 | 200 | 200 | 400 | 250 | 500
213880958 | Comfort Pack | CP94**43TB | 43000 | 95% | Yes | 100 | 200 | 150 | 300 | 200 | 400 | 250 | 500
213880959 | Comfort Pack | CP94**50TB | 50000 | 93% | Yes | 100 | 200 | 100 | 200 | 200 | 400 | 250 | 500
201696178 | COMFORT-AIRE | GUH92A045B2* | 44000 | 92.1% | No | 100 | 200 | 0 | 0 | 100 | 200 | 250 | 500
201696180 | COMFORT-AIRE | GUH92A045B3* | 44000 | 92.1% | No | 100 | 200 | 0 | 0 | 100 | 200 | 250 | 500
201696196 | COMFORT-AIRE | GDD92A045B3* | 44000 | 92.1% | No | 100 | 200 | 0 | 0 | 100 | 200 | 250 | 500
201696231 | COMFORT-AIRE | GUH95A045B2* | 44000 | 95% | No | 100 | 200 | 0 | 0 | 100 | 200 | 250 | 500
201696233 | COMFORT-AIRE | GUH95A045B3* | 44000 | 95% | No | 100 | 200 | 0 | 0 | 100 | 200 | 250 | 500
201696247 | COMFORT-AIRE | GDD95A045B3* | 44000 | 95% | No | 100 | 200 | 0 | 0 | 100 | 200 | 250 | 500
201696184 | COMFORT-AIRE | GUH92A070B3* | 66000 | 92.1% | No | 100 | 200 | 0 | 0 | 100 | 200 | 250 | 500
201696198 | COMFORT-AIRE | GDD92A070B3* | 66000 | 92.1% | No | 100 | 200 | 0 | 0 | 100 | 200 | 250 | 500
201696190 | COMFORT-AIRE | GUH92A110C4* | 110000 | 92.1% | No | 100 | 200 | 0 | 0 | 100 | 200 | 250 | 500
201696192 | COMFORT-AIRE | GUH92A110C5* | 110000 | 92.1% | No | 100 | 200 | 0 | 0 | 100 | 200 | 250 | 500
201696202 | COMFORT-AIRE | GDD92A110C5* | 110000 | 92.1% | No | 100 | 200 | 0 | 0 | 100 | 200 | 250 | 500
201696235 | COMFORT-AIRE | GUH95A070B3* | 66000 | 95% | No | 100 | 200 | 0 | 0 | 100 | 200 | 250 | 500
201696249 | COMFORT-AIRE | GDD95A070B3* | 66000 | 95% | No | 100 | 200 | 0 | 0 | 100 | 200 | 250 | 500
201696182 | COMFORT-AIRE | GUH92A070B2* | 66000 | 92.1% | No | 100 | 200 | 0 | 0 | 100 | 200 | 250 | 500
201696186 | COMFORT-AIRE | GUH92A090C3* | 88000 | 92.1% | No | 100 | 200 | 0 | 0 | 100 | 200 | 250 | 500
201696188 | COMFORT-AIRE | GUH92A090C4* | 88000 | 92.1% | No | 100 | 200 | 0 | 0 | 100 | 200 | 250 | 500
201696200 | COMFORT-AIRE | GDD92A090C4* | 88000 | 92.1% | No | 100 | 200 | 0 | 0 | 100 | 200 | 250 | 500
201696237 | COMFORT-AIRE | GUH95A090C3* | 88000 | 95% | No | 100 | 200 | 0 | 0 | 100 | 200 | 250 | 500
201696239 | COMFORT-AIRE | GUH95A090C4* | 88000 | 95% | No | 100 | 200 | 0 | 0 | 100 | 200 | 250 | 500
201696251 | COMFORT-AIRE | GDD95A090C5* | 88000 | 95% | No | 100 | 200 | 0 | 0 | 100 | 200 | 250 | 500
201696241 | COMFORT-AIRE | GUH95A110C4* | 110000 | 95% | No | 100 | 200 | 0 | 0 | 100 | 200 | 250 | 500
201696243 | COMFORT-AIRE | GUH95A110C5* | 110000 | 95% | No | 100 | 200 | 0 | 0 | 100 | 200 | 250 | 500
201696253 | COMFORT-AIRE | GDD95A110C5* | 110000 | 95% | No | 100 | 200 | 0 | 0 | 100 | 200 | 250 | 500
201696194 | COMFORT-AIRE | GUH92A135D5* | 132000 | 92.1% | No | 100 | 200 | 0 | 0 | 100 | 200 | 250 | 500
201696245 | COMFORT-AIRE | GUH95A135D5* | 132000 | 95% | No | 100 | 200 | 0 | 0 | 100 | 200 | 250 | 500
204713860 | COMFORT-AIRE | GDD92C090C4M | 88000 | 92% | Yes | 100 | 200 | 100 | 200 | 200 | 400 | 250 | 500
204713844 | COMFORT-AIRE | GUH92C045B3M | 44000 | 92% | Yes | 100 | 200 | 100 | 200 | 200 | 400 | 250 | 500
204713856 | COMFORT-AIRE | GDD92C045B3M | 44000 | 92% | Yes | 100 | 200 | 100 | 200 | 200 | 400 | 250 | 500
204713852 | COMFORT-AIRE | GUH92C110C4M | 110000 | 92% | Yes | 100 | 200 | 100 | 200 | 200 | 400 | 250 | 500
204713854 | COMFORT-AIRE | GUH92C110C5M | 110000 | 92% | Yes | 100 | 200 | 100 | 200 | 200 | 400 | 250 | 500
204713846 | COMFORT-AIRE | GUH92C070B3M | 66000 | 92% | Yes | 100 | 200 | 100 | 200 | 200 | 400 | 250 | 500
204713858 | COMFORT-AIRE | GDD92C070B3M | 66000 | 92% | Yes | 100 | 200 | 100 | 200 | 200 | 400 | 250 | 500
204713850 | COMFORT-AIRE | GUH92C090C4M | 88000 | 92% | Yes | 100 | 200 | 100 | 200 | 200 | 400 | 250 | 500
204713848 | COMFORT-AIRE | GUH92C090C3M | 88000 | 92% | Yes | 100 | 200 | 100 | 200 | 200 | 400 | 250 | 500
201696221 | COMFORT-AIRE | GUH95C135D5* | 132000 | 95% | Yes | 100 | 200 | 150 | 300 | 200 | 400 | 250 | 500
201696223 | COMFORT-AIRE | GDD95C045B3* | 44000 | 95% | Yes | 100 | 200 | 150 | 300 | 200 | 400 | 250 | 500
204430493 | COMFORT-AIRE | GUH95C045B3M | 44000 | 95% | Yes | 100 | 200 | 150 | 300 | 200 | 400 | 250 | 500
201696215 | COMFORT-AIRE | GUH95C070B3* | 66000 | 95% | Yes | 100 | 200 | 150 | 300 | 200 | 400 | 250 | 500
201696225 | COMFORT-AIRE | GDD95C070B4* | 66000 | 95% | Yes | 100 | 200 | 150 | 300 | 200 | 400 | 250 | 500
204430494 | COMFORT-AIRE | GUH95C070B3M | 66000 | 95% | Yes | 100 | 200 | 150 | 300 | 200 | 400 | 250 | 500
204430521 | COMFORT-AIRE | GDD95C070B4M | 66000 | 95% | Yes | 100 | 200 | 150 | 300 | 200 | 400 | 250 | 500
201696160 | COMFORT-AIRE | GUH95T045B3* | 44000 | 95% | Yes | 100 | 200 | 150 | 300 | 200 | 400 | 250 | 500
201696213 | COMFORT-AIRE | GUH95C045B3* | 44000 | 95% | Yes | 100 | 200 | 150 | 300 | 200 | 400 | 250 | 500
204430520 | COMFORT-AIRE | GDD95C045B3M | 44000 | 95% | Yes | 100 | 200 | 150 | 300 | 200 | 400 | 250 | 500
201696162 | COMFORT-AIRE | GUH95T070B3* | 66000 | 95% | Yes | 100 | 200 | 150 | 300 | 200 | 400 | 250 | 500
201696172 | COMFORT-AIRE | GDD95T070B4* | 66000 | 95% | Yes | 100 | 200 | 150 | 300 | 200 | 400 | 250 | 500
201696164 | COMFORT-AIRE | GUH95T090C3* | 88000 | 95% | Yes | 100 | 200 | 150 | 300 | 200 | 400 | 250 | 500
201696166 | COMFORT-AIRE | GUH95T090C5* | 88000 | 95% | Yes | 100 | 200 | 150 | 300 | 200 | 400 | 250 | 500
201696174 | COMFORT-AIRE | GDD95T090C5* | 88000 | 95% | Yes | 100 | 200 | 150 | 300 | 200 | 400 | 250 | 500
201696217 | COMFORT-AIRE | GUH95C090C4* | 88000 | 95% | Yes | 100 | 200 | 150 | 300 | 200 | 400 | 250 | 500
201696227 | COMFORT-AIRE | GDD95C090C4* | 88000 | 95% | Yes | 100 | 200 | 150 | 300 | 200 | 400 | 250 | 500
204430495 | COMFORT-AIRE | GUH95C090C4M | 88000 | 95% | Yes | 100 | 200 | 150 | 300 | 200 | 400 | 250 | 500
204430522 | COMFORT-AIRE | GDD95C090C4M | 88000 | 95% | Yes | 100 | 200 | 150 | 300 | 200 | 400 | 250 | 500
201696168 | COMFORT-AIRE | GUH95T110C5* | 110000 | 95% | Yes | 100 | 200 | 150 | 300 | 200 | 400 | 250 | 500
201696176 | COMFORT-AIRE | GDD95T110C5* | 110000 | 95% | Yes | 100 | 200 | 150 | 300 | 200 | 400 | 250 | 500
201696219 | COMFORT-AIRE | GUH95C110C5* | 110000 | 95% | Yes | 100 | 200 | 150 | 300 | 200 | 400 | 250 | 500
201696229 | COMFORT-AIRE | GDD95C110C5* | 110000 | 95% | Yes | 100 | 200 | 150 | 300 | 200 | 400 | 250 | 500
204430496 | COMFORT-AIRE | GUH95C110C5M | 110000 | 95% | Yes | 100 | 200 | 150 | 300 | 200 | 400 | 250 | 500
204430523 | COMFORT-AIRE | GDD95C110C5M | 110000 | 95% | Yes | 100 | 200 | 150 | 300 | 200 | 400 | 250 | 500
204430497 | COMFORT-AIRE | GUH95C135D5M | 132000 | 95% | Yes | 100 | 200 | 150 | 300 | 200 | 400 | 250 | 500
201696170 | COMFORT-AIRE | GUH95T135D5* | 132000 | 95% | Yes | 100 | 200 | 150 | 300 | 200 | 400 | 250 | 500
202443445 | COMFORT-AIRE | GUH97M135C5M | 132000 | 97% | Yes | 100 | 200 | 200 | 400 | 200 | 400 | 250 | 500
204388833 | COMFORT-AIRE | GUH96T045B3M-* | 44000 | 96% | Yes | 100 | 200 | 200 | 400 | 200 | 400 | 250 | 500
202443435 | COMFORT-AIRE | GUH97M070B3M | 66000 | 97% | Yes | 100 | 200 | 200 | 400 | 200 | 400 | 250 | 500
204388835 | COMFORT-AIRE | GUH96T070B3M-* | 66000 | 96% | Yes | 100 | 200 | 200 | 400 | 200 | 400 | 250 | 500
202443437 | COMFORT-AIRE | GUH97M090C3M | 88000 | 97% | Yes | 100 | 200 | 200 | 400 | 200 | 400 | 250 | 500
202443439 | COMFORT-AIRE | GUH97M090C4M | 88000 | 97% | Yes | 100 | 200 | 200 | 400 | 200 | 400 | 250 | 500
202443441 | COMFORT-AIRE | GUH97M090C5M | 88000 | 97% | Yes | 100 | 200 | 200 | 400 | 200 | 400 | 250 | 500
204388838 | COMFORT-AIRE | GUH96T090C5M-* | 88000 | 96% | Yes | 100 | 200 | 200 | 400 | 200 | 400 | 250 | 500
204388840 | COMFORT-AIRE | GUH96T090C3M-* | 88000 | 96% | Yes | 100 | 200 | 200 | 400 | 200 | 400 | 250 | 500
202443443 | COMFORT-AIRE | GUH97M110C5M | 110000 | 97% | Yes | 100 | 200 | 200 | 400 | 200 | 400 | 250 | 500
204388842 | COMFORT-AIRE | GUH96T110C5M-* | 110000 | 96% | Yes | 100 | 200 | 200 | 400 | 200 | 400 | 250 | 500
204388844 | COMFORT-AIRE | GUH96T135D5M-* | 132000 | 96% | Yes | 100 | 200 | 200 | 400 | 200 | 400 | 250 | 500
212396511 | COMFORT-AIRE | GUH96C045B3M | 44000 | 96.6% | Yes | 100 | 200 | 200 | 400 | 200 | 400 | 250 | 500
212396513 | COMFORT-AIRE | GUH96C070B3M | 66000 | 96.1% | Yes | 100 | 200 | 200 | 400 | 200 | 400 | 250 | 500
212396515 | COMFORT-AIRE | GUH96C090C4M | 88000 | 96.3% | Yes | 100 | 200 | 200 | 400 | 200 | 400 | 250 | 500
212396517 | COMFORT-AIRE | GUH96C110C5M | 110000 | 96.4% | Yes | 100 | 200 | 200 | 400 | 200 | 400 | 250 | 500
212396519 | COMFORT-AIRE | GUH96C135D5M | 132000 | 96% | Yes | 100 | 200 | 200 | 400 | 200 | 400 | 250 | 500
212396521 | COMFORT-AIRE | GDD96C045B3M | 44000 | 96.1% | Yes | 100 | 200 | 200 | 400 | 200 | 400 | 250 | 500
212396523 | COMFORT-AIRE | GDD96C070B4M | 66000 | 96.1% | Yes | 100 | 200 | 200 | 400 | 200 | 400 | 250 | 500
212396525 | COMFORT-AIRE | GDD96C090C4M | 88000 | 96.1% | Yes | 100 | 200 | 200 | 400 | 200 | 400 | 250 | 500
212396527 | COMFORT-AIRE | GDD96C110C5M | 110000 | 96% | Yes | 100 | 200 | 200 | 400 | 200 | 400 | 250 | 500
201712090 | COMFORTMAKER | N9MSE0261408A*D | 26000 | 95% | No | 100 | 200 | 0 | 0 | 100 | 200 | 250 | 500
201712823 | COMFORTMAKER | N9MSB0401410C** | 40000 | 92.1% | No | 100 | 200 | 0 | 0 | 100 | 200 | 250 | 500
201712833 | COMFORTMAKER | N9MSB0401712C** | 40000 | 92.1% | No | 100 | 200 | 0 | 0 | 100 | 200 | 250 | 500
201712863 | COMFORTMAKER | N9MSB0802120C** | 80000 | 92.1% | No | 100 | 200 | 0 | 0 | 100 | 200 | 250 | 500
201706016 | COMFORTMAKER | N9MSB0801716B | 80000 | 92.1% | No | 100 | 200 | 0 | 0 | 100 | 200 | 250 | 500
201707499 | COMFORTMAKER | N9MSB0401410C | 40000 | 92.1% | No | 100 | 200 | 0 | 0 | 100 | 200 | 250 | 500
201707549 | COMFORTMAKER | N9MSB0802120C | 80000 | 92.1% | No | 100 | 200 | 0 | 0 | 100 | 200 | 250 | 500
201712813 | COMFORTMAKER | N9MSB0801716B** | 80000 | 92.1% | No | 100 | 200 | 0 | 0 | 100 | 200 | 250 | 500
201712100 | COMFORTMAKER | N9MSE0401410A*D | 40000 | 95% | No | 100 | 200 | 0 | 0 | 100 | 200 | 250 | 500
201712110 | COMFORTMAKER | N9MSE0401712A*D | 40000 | 95% | No | 100 | 200 | 0 | 0 | 100 | 200 | 250 | 500
201712563 | COMFORTMAKER | N9MSE0401410A**D | 40000 | 95% | No | 100 | 200 | 0 | 0 | 100 | 200 | 250 | 500
201712573 | COMFORTMAKER | N9MSE0401712A**D | 40000 | 95% | No | 100 | 200 | 0 | 0 | 100 | 200 | 250 | 500
201702391 | COMFORTMAKER | N9MSE0401410A | 40000 | 96% | No | 100 | 200 | 0 | 0 | 100 | 200 | 250 | 500
201712481 | COMFORTMAKER | N9MSE0401410A** | 40000 | 96% | No | 100 | 200 | 0 | 0 | 100 | 200 | 250 | 500
201706186 | COMFORTMAKER | N9MSE0401712A | 40000 | 96% | No | 100 | 200 | 0 | 0 | 100 | 200 | 250 | 500
201712553 | COMFORTMAKER | N9MSE0401712A** | 40000 | 96% | No | 100 | 200 | 0 | 0 | 100 | 200 | 250 | 500
201702471 | COMFORTMAKER | N9MSE1402420A | 140000 | 96% | No | 100 | 200 | 0 | 0 | 100 | 200 | 250 | 500
201707519 | COMFORTMAKER | N9MSB0601412C | 60000 | 92.1% | No | 100 | 200 | 0 | 0 | 100 | 200 | 250 | 500
201707529 | COMFORTMAKER | N9MSB0601716C | 60000 | 92.1% | No | 100 | 200 | 0 | 0 | 100 | 200 | 250 | 500
201712843 | COMFORTMAKER | N9MSB0601412C** | 60000 | 92.1% | No | 100 | 200 | 0 | 0 | 100 | 200 | 250 | 500
201712853 | COMFORTMAKER | N9MSB0601716C** | 60000 | 92.1% | No | 100 | 200 | 0 | 0 | 100 | 200 | 250 | 500
201702401 | COMFORTMAKER | N9MSE0601410A | 60000 | 95.5% | No | 100 | 200 | 0 | 0 | 100 | 200 | 250 | 500
201712493 | COMFORTMAKER | N9MSE0601410A** | 60000 | 95.5% | No | 100 | 200 | 0 | 0 | 100 | 200 | 250 | 500
201702411 | COMFORTMAKER | N9MSE0601714A | 60000 | 96% | No | 100 | 200 | 0 | 0 | 100 | 200 | 250 | 500
201712503 | COMFORTMAKER | N9MSE0601714A** | 60000 | 96% | No | 100 | 200 | 0 | 0 | 100 | 200 | 250 | 500
201712873 | COMFORTMAKER | N9MSB1002116C** | 100000 | 92.1% | No | 100 | 200 | 0 | 0 | 100 | 200 | 250 | 500
201712883 | COMFORTMAKER | N9MSB1002120C** | 100000 | 92.1% | No | 100 | 200 | 0 | 0 | 100 | 200 | 250 | 500
201707509 | COMFORTMAKER | N9MSB0401712C | 40000 | 92.1% | No | 100 | 200 | 0 | 0 | 100 | 200 | 250 | 500
201712120 | COMFORTMAKER | N9MSE0601410A*D | 60000 | 95% | No | 100 | 200 | 0 | 0 | 100 | 200 | 250 | 500
201712130 | COMFORTMAKER | N9MSE0601714A*D | 60000 | 95% | No | 100 | 200 | 0 | 0 | 100 | 200 | 250 | 500
201712583 | COMFORTMAKER | N9MSE0601410A**D | 60000 | 95% | No | 100 | 200 | 0 | 0 | 100 | 200 | 250 | 500
201712593 | COMFORTMAKER | N9MSE0601714A**D | 60000 | 95% | No | 100 | 200 | 0 | 0 | 100 | 200 | 250 | 500
201710567 | COMFORTMAKER | N9MSE0261408A | 26000 | 96% | No | 100 | 200 | 0 | 0 | 100 | 200 | 250 | 500
201712140 | COMFORTMAKER | N9MSE0801716A*D | 80000 | 95% | No | 100 | 200 | 0 | 0 | 100 | 200 | 250 | 500
201712150 | COMFORTMAKER | N9MSE0802120A*D | 80000 | 95% | No | 100 | 200 | 0 | 0 | 100 | 200 | 250 | 500
201712603 | COMFORTMAKER | N9MSE0801716A**D | 80000 | 95% | No | 100 | 200 | 0 | 0 | 100 | 200 | 250 | 500
201712613 | COMFORTMAKER | N9MSE0802120A**D | 80000 | 95% | No | 100 | 200 | 0 | 0 | 100 | 200 | 250 | 500
201702421 | COMFORTMAKER | N9MSE0801716A | 80000 | 96% | No | 100 | 200 | 0 | 0 | 100 | 200 | 250 | 500
201702431 | COMFORTMAKER | N9MSE0802120A | 80000 | 96% | No | 100 | 200 | 0 | 0 | 100 | 200 | 250 | 500
201712511 | COMFORTMAKER | N9MSE0801716A** | 80000 | 96% | No | 100 | 200 | 0 | 0 | 100 | 200 | 250 | 500
201706559 | COMFORTMAKER | N9MSE0802120A* | 80000 | 96% | No | 100 | 200 | 0 | 0 | 100 | 200 | 250 | 500
201707559 | COMFORTMAKER | N9MSB1002116C | 100000 | 92.1% | No | 100 | 200 | 0 | 0 | 100 | 200 | 250 | 500
201707569 | COMFORTMAKER | N9MSB1002120C | 100000 | 92.1% | No | 100 | 200 | 0 | 0 | 100 | 200 | 250 | 500
201712160 | COMFORTMAKER | N9MSE1002114A*D | 100000 | 95% | No | 100 | 200 | 0 | 0 | 100 | 200 | 250 | 500
201712170 | COMFORTMAKER | N9MSE1002120A*D | 100000 | 95% | No | 100 | 200 | 0 | 0 | 100 | 200 | 250 | 500
201712623 | COMFORTMAKER | N9MSE1002114A**D | 100000 | 95% | No | 100 | 200 | 0 | 0 | 100 | 200 | 250 | 500
201712633 | COMFORTMAKER | N9MSE1002120A**D | 100000 | 95% | No | 100 | 200 | 0 | 0 | 100 | 200 | 250 | 500
201702441 | COMFORTMAKER | N9MSE1002114A | 100000 | 96% | No | 100 | 200 | 0 | 0 | 100 | 200 | 250 | 500
201702451 | COMFORTMAKER | N9MSE1002120A | 100000 | 96% | No | 100 | 200 | 0 | 0 | 100 | 200 | 250 | 500
201712523 | COMFORTMAKER | N9MSE1002114A** | 100000 | 96% | No | 100 | 200 | 0 | 0 | 100 | 200 | 250 | 500
201712533 | COMFORTMAKER | N9MSE1002120A** | 100000 | 96% | No | 100 | 200 | 0 | 0 | 100 | 200 | 250 | 500
201707579 | COMFORTMAKER | N9MSB1202420C | 120000 | 92.1% | No | 100 | 200 | 0 | 0 | 100 | 200 | 250 | 500
201712893 | COMFORTMAKER | N9MSB1202420C** | 120000 | 92.1% | No | 100 | 200 | 0 | 0 | 100 | 200 | 250 | 500
201712180 | COMFORTMAKER | N9MSE1202420A*D | 120000 | 95% | No | 100 | 200 | 0 | 0 | 100 | 200 | 250 | 500
201712643 | COMFORTMAKER | N9MSE1202420A**D | 120000 | 95% | No | 100 | 200 | 0 | 0 | 100 | 200 | 250 | 500
201702461 | COMFORTMAKER | N9MSE1202420A | 120000 | 96% | No | 100 | 200 | 0 | 0 | 100 | 200 | 250 | 500
201712543 | COMFORTMAKER | N9MSE1202420A** | 120000 | 96% | No | 100 | 200 | 0 | 0 | 100 | 200 | 250 | 500
201712190 | COMFORTMAKER | N9MSE1402420A*D | 140000 | 94.4% | No | 100 | 200 | 0 | 0 | 100 | 200 | 250 | 500
203359824 | COMFORTMAKER | N92ESN0802120A* | 80000 | 92.1% | Yes | 100 | 200 | 100 | 200 | 200 | 400 | 250 | 500
203359777 | COMFORTMAKER | N92ESN0801716A | 80000 | 92.1% | Yes | 100 | 200 | 100 | 200 | 200 | 400 | 250 | 500
203359795 | COMFORTMAKER | N92ESN0801716A* | 80000 | 92.1% | Yes | 100 | 200 | 100 | 200 | 200 | 400 | 250 | 500
203359666 | COMFORTMAKER | N92ESN0401712A | 40000 | 92.1% | Yes | 100 | 200 | 100 | 200 | 200 | 400 | 250 | 500
203359685 | COMFORTMAKER | N92ESN0401712A* | 40000 | 92.1% | Yes | 100 | 200 | 100 | 200 | 200 | 400 | 250 | 500
203359809 | COMFORTMAKER | N92ESN0802120A | 80000 | 92.1% | Yes | 100 | 200 | 100 | 200 | 200 | 400 | 250 | 500
203359631 | COMFORTMAKER | N92ESN0401410A | 40000 | 92.1% | Yes | 100 | 200 | 100 | 200 | 200 | 400 | 250 | 500
203359648 | COMFORTMAKER | N92ESN0401410A* | 40000 | 92.1% | Yes | 100 | 200 | 100 | 200 | 200 | 400 | 250 | 500
205001043 | COMFORTMAKER | N92ESN1002122A | 100000 | 92.1% | Yes | 100 | 200 | 100 | 200 | 200 | 400 | 250 | 500
205001052 | COMFORTMAKER | N92ESN1002122A* | 100000 | 92.1% | Yes | 100 | 200 | 100 | 200 | 200 | 400 | 250 | 500
203359703 | COMFORTMAKER | N92ESN0601412A | 60000 | 92.1% | Yes | 100 | 200 | 100 | 200 | 200 | 400 | 250 | 500
203359721 | COMFORTMAKER | N92ESN0601412A* | 60000 | 92.1% | Yes | 100 | 200 | 100 | 200 | 200 | 400 | 250 | 500
203359740 | COMFORTMAKER | N92ESN0601714A | 60000 | 92.1% | Yes | 100 | 200 | 100 | 200 | 200 | 400 | 250 | 500
203359758 | COMFORTMAKER | N92ESN0601714A* | 60000 | 92.1% | Yes | 100 | 200 | 100 | 200 | 200 | 400 | 250 | 500
203359875 | COMFORTMAKER | N92ESN1202420A | 120000 | 92.1% | Yes | 100 | 200 | 100 | 200 | 200 | 400 | 250 | 500
203359892 | COMFORTMAKER | N92ESN1202420A* | 120000 | 92.1% | Yes | 100 | 200 | 100 | 200 | 200 | 400 | 250 | 500
203359842 | COMFORTMAKER | N92ESN1002120A | 100000 | 92.1% | Yes | 100 | 200 | 100 | 200 | 200 | 400 | 250 | 500
203359856 | COMFORTMAKER | N92ESN1002120A* | 100000 | 92.1% | Yes | 100 | 200 | 100 | 200 | 200 | 400 | 250 | 500
203359359 | COMFORTMAKER | G96CTN0801714A*D | 80000 | 95% | Yes | 100 | 200 | 150 | 300 | 200 | 400 | 250 | 500
203359360 | COMFORTMAKER | G96CTN0802120A*D | 80000 | 95% | Yes | 100 | 200 | 150 | 300 | 200 | 400 | 250 | 500
204543744 | COMFORTMAKER | N95ESU0802120A | 80000 | 95% | Yes | 100 | 200 | 150 | 300 | 200 | 400 | 250 | 500
201712222 | COMFORTMAKER | G9MAE0801714A*D | 80000 | 95% | Yes | 100 | 200 | 150 | 300 | 200 | 400 | 250 | 500
201712278 | COMFORTMAKER | G9MVE0802120A*D | 80000 | 95% | Yes | 100 | 200 | 150 | 300 | 200 | 400 | 250 | 500
201712784 | COMFORTMAKER | G9MXE0801716A**D | 80000 | 95% | Yes | 100 | 200 | 150 | 300 | 200 | 400 | 250 | 500
201712791 | COMFORTMAKER | G9MXE0802120A**D | 80000 | 95% | Yes | 100 | 200 | 150 | 300 | 200 | 400 | 250 | 500
203359535 | COMFORTMAKER | G9MBE0801714A*D | 80000 | 95% | Yes | 100 | 200 | 150 | 300 | 200 | 400 | 250 | 500
203359543 | COMFORTMAKER | G9MBE0802120A*D | 80000 | 95% | Yes | 100 | 200 | 150 | 300 | 200 | 400 | 250 | 500
201712334 | COMFORTMAKER | G9MXE0801716A*D | 80000 | 95% | Yes | 100 | 200 | 150 | 300 | 200 | 400 | 250 | 500
201712341 | COMFORTMAKER | G9MXE0802120A*D | 80000 | 95% | Yes | 100 | 200 | 150 | 300 | 200 | 400 | 250 | 500
201712390 | COMFORTMAKER | G9MXT0801716A*D | 80000 | 95% | Yes | 100 | 200 | 150 | 300 | 200 | 400 | 250 | 500
201712397 | COMFORTMAKER | G9MXT0802120A*D | 80000 | 95% | Yes | 100 | 200 | 150 | 300 | 200 | 400 | 250 | 500
201712435 | COMFORTMAKER | G9MAE0802120A*D | 80000 | 95% | Yes | 100 | 200 | 150 | 300 | 200 | 400 | 250 | 500
201712243 | COMFORTMAKER | G9MVE0401410A*D | 40000 | 95% | Yes | 100 | 200 | 150 | 300 | 200 | 400 | 250 | 500
201712250 | COMFORTMAKER | G9MVE0401712A*D | 40000 | 95% | Yes | 100 | 200 | 150 | 300 | 200 | 400 | 250 | 500
201712306 | COMFORTMAKER | G9MXE0401410A*D | 40000 | 95% | Yes | 100 | 200 | 150 | 300 | 200 | 400 | 250 | 500
201712299 | COMFORTMAKER | G9MXE0261410A*D | 26000 | 95% | Yes | 100 | 200 | 150 | 300 | 200 | 400 | 250 | 500
203360351 | COMFORTMAKER | N95ESN0261410A*D | 26000 | 95% | Yes | 100 | 200 | 150 | 300 | 200 | 400 | 250 | 500
201706998 | COMFORTMAKER | G9MVE0601412A | 60000 | 95% | Yes | 100 | 200 | 150 | 300 | 200 | 400 | 250 | 500
204543729 | COMFORTMAKER | N95ESU0601716A | 60000 | 95% | Yes | 100 | 200 | 150 | 300 | 200 | 400 | 250 | 500
201712257 | COMFORTMAKER | G9MVE0601412A*D | 60000 | 95% | Yes | 100 | 200 | 150 | 300 | 200 | 400 | 250 | 500
201712264 | COMFORTMAKER | G9MVE0601714A*D | 60000 | 95% | Yes | 100 | 200 | 150 | 300 | 200 | 400 | 250 | 500
203359519 | COMFORTMAKER | G9MBE0601714A*D | 60000 | 95% | Yes | 100 | 200 | 150 | 300 | 200 | 400 | 250 | 500
201712320 | COMFORTMAKER | G9MXE0601412A*D | 60000 | 95% | Yes | 100 | 200 | 150 | 300 | 200 | 400 | 250 | 500
201712383 | COMFORTMAKER | G9MXT0601714A*D | 60000 | 95% | Yes | 100 | 200 | 150 | 300 | 200 | 400 | 250 | 500
203359228 | COMFORTMAKER | G96VTN0601714A*D | 60000 | 95% | Yes | 100 | 200 | 150 | 300 | 200 | 400 | 250 | 500
203924838 | COMFORTMAKER | G96VTN0601412A | 60000 | 95% | Yes | 100 | 200 | 150 | 300 | 200 | 400 | 250 | 500
201712271 | COMFORTMAKER | G9MVE0801716A*D | 80000 | 95% | Yes | 100 | 200 | 150 | 300 | 200 | 400 | 250 | 500
203359229 | COMFORTMAKER | G96VTN0801716A*D | 80000 | 95% | Yes | 100 | 200 | 150 | 300 | 200 | 400 | 250 | 500
203359230 | COMFORTMAKER | G96VTN0802120A*D | 80000 | 95% | Yes | 100 | 200 | 150 | 300 | 200 | 400 | 250 | 500
203924647 | COMFORTMAKER | G97CMN0801714A*D | 80000 | 95% | Yes | 100 | 200 | 150 | 300 | 200 | 400 | 250 | 500
203924655 | COMFORTMAKER | G97CMN0802120A*D | 80000 | 95% | Yes | 100 | 200 | 150 | 300 | 200 | 400 | 250 | 500
203360357 | COMFORTMAKER | N95ESN0801716A*D | 80000 | 95% | Yes | 100 | 200 | 150 | 300 | 200 | 400 | 250 | 500
203360359 | COMFORTMAKER | N95ESN0802120A*D | 80000 | 95% | Yes | 100 | 200 | 150 | 300 | 200 | 400 | 250 | 500
203360656 | COMFORTMAKER | N95ESN0801716A**D | 80000 | 95% | Yes | 100 | 200 | 150 | 300 | 200 | 400 | 250 | 500
203360657 | COMFORTMAKER | N95ESN0802120A**D | 80000 | 95% | Yes | 100 | 200 | 150 | 300 | 200 | 400 | 250 | 500
201712756 | COMFORTMAKER | G9MXE0401410A**D | 40000 | 95% | Yes | 100 | 200 | 150 | 300 | 200 | 400 | 250 | 500
201712763 | COMFORTMAKER | G9MXE0401712A**D | 40000 | 95% | Yes | 100 | 200 | 150 | 300 | 200 | 400 | 250 | 500
201712313 | COMFORTMAKER | G9MXE0401712A*D | 40000 | 95% | Yes | 100 | 200 | 150 | 300 | 200 | 400 | 250 | 500
201712362 | COMFORTMAKER | G9MXT0401410A*D | 40000 | 95% | Yes | 100 | 200 | 150 | 300 | 200 | 400 | 250 | 500
201712369 | COMFORTMAKER | G9MXT0401712A*D | 40000 | 95% | Yes | 100 | 200 | 150 | 300 | 200 | 400 | 250 | 500
203359227 | COMFORTMAKER | G96VTN0401712A*D | 40000 | 95% | Yes | 100 | 200 | 150 | 300 | 200 | 400 | 250 | 500
203360353 | COMFORTMAKER | N95ESN0401712A*D | 40000 | 95% | Yes | 100 | 200 | 150 | 300 | 200 | 400 | 250 | 500
203924755 | COMFORTMAKER | N95ESN0401410A**D | 40000 | 95% | Yes | 100 | 200 | 150 | 300 | 200 | 400 | 250 | 500
203924756 | COMFORTMAKER | N95ESN0401410A*D | 40000 | 95% | Yes | 100 | 200 | 150 | 300 | 200 | 400 | 250 | 500
203924839 | COMFORTMAKER | G96VTN0401410A*D | 40000 | 95% | Yes | 100 | 200 | 150 | 300 | 200 | 400 | 250 | 500
203360654 | COMFORTMAKER | N95ESN0401712A**D | 40000 | 95% | Yes | 100 | 200 | 150 | 300 | 200 | 400 | 250 | 500
203359361 | COMFORTMAKER | G96CTN1002122A*D | 100000 | 95% | Yes | 100 | 200 | 150 | 300 | 200 | 400 | 250 | 500
203360811 | COMFORTMAKER | N95ESN1002120A*D | 100000 | 95% | Yes | 100 | 200 | 150 | 300 | 200 | 400 | 250 | 500
205169220 | COMFORTMAKER | N95ESN1002122A*D | 100000 | 95% | Yes | 100 | 200 | 150 | 300 | 200 | 400 | 250 | 500
205169229 | COMFORTMAKER | N95ESN1002122A**D | 100000 | 95% | Yes | 100 | 200 | 150 | 300 | 200 | 400 | 250 | 500
205169266 | COMFORTMAKER | N95ESU1002122A | 100000 | 95% | Yes | 100 | 200 | 150 | 300 | 200 | 400 | 250 | 500
201712229 | COMFORTMAKER | G9MAE1002122A*D | 100000 | 95% | Yes | 100 | 200 | 150 | 300 | 200 | 400 | 250 | 500
201712285 | COMFORTMAKER | G9MVE1002120A*D | 100000 | 95% | Yes | 100 | 200 | 150 | 300 | 200 | 400 | 250 | 500
201712798 | COMFORTMAKER | G9MXE1002120A**D | 100000 | 95% | Yes | 100 | 200 | 150 | 300 | 200 | 400 | 250 | 500
205169286 | COMFORTMAKER | G96VTN1002122A*D | 100000 | 95% | Yes | 100 | 200 | 150 | 300 | 200 | 400 | 250 | 500
203359551 | COMFORTMAKER | G9MBE1002122A*D | 100000 | 95% | Yes | 100 | 200 | 150 | 300 | 200 | 400 | 250 | 500
201712348 | COMFORTMAKER | G9MXE1002120A*D | 100000 | 95% | Yes | 100 | 200 | 150 | 300 | 200 | 400 | 250 | 500
201712404 | COMFORTMAKER | G9MXT1002120A*D | 100000 | 95% | Yes | 100 | 200 | 150 | 300 | 200 | 400 | 250 | 500
203359231 | COMFORTMAKER | G96VTN1002120A*D | 100000 | 95% | Yes | 100 | 200 | 150 | 300 | 200 | 400 | 250 | 500
203924663 | COMFORTMAKER | G97CMN1002122A*D | 100000 | 95% | Yes | 100 | 200 | 150 | 300 | 200 | 400 | 250 | 500
203360658 | COMFORTMAKER | N95ESN1002120A**D | 100000 | 95% | Yes | 100 | 200 | 150 | 300 | 200 | 400 | 250 | 500
204835504 | COMFORTMAKER | N95ESU1002120A | 100000 | 95% | Yes | 100 | 200 | 150 | 300 | 200 | 400 | 250 | 500
203359358 | COMFORTMAKER | G96CTN0601714A*D | 60000 | 95% | Yes | 100 | 200 | 150 | 300 | 200 | 400 | 250 | 500
201712208 | COMFORTMAKER | G9MAE0601714A*D | 60000 | 95% | Yes | 100 | 200 | 150 | 300 | 200 | 400 | 250 | 500
201712770 | COMFORTMAKER | G9MXE0601412A**D | 60000 | 95% | Yes | 100 | 200 | 150 | 300 | 200 | 400 | 250 | 500
201712777 | COMFORTMAKER | G9MXE0601714A**D | 60000 | 95% | Yes | 100 | 200 | 150 | 300 | 200 | 400 | 250 | 500
201712327 | COMFORTMAKER | G9MXE0601714A*D | 60000 | 95% | Yes | 100 | 200 | 150 | 300 | 200 | 400 | 250 | 500
201712376 | COMFORTMAKER | G9MXT0601412A*D | 60000 | 95% | Yes | 100 | 200 | 150 | 300 | 200 | 400 | 250 | 500
203924631 | COMFORTMAKER | G97CMN0601714A*D | 60000 | 95% | Yes | 100 | 200 | 150 | 300 | 200 | 400 | 250 | 500
203360355 | COMFORTMAKER | N95ESN0601714A*D | 60000 | 95% | Yes | 100 | 200 | 150 | 300 | 200 | 400 | 250 | 500
201710557 | COMFORTMAKER | G9MXT0601412A* | 60000 | 95% | Yes | 100 | 200 | 150 | 300 | 200 | 400 | 250 | 500
203924757 | COMFORTMAKER | N95ESN0601412A | 60000 | 95% | Yes | 100 | 200 | 150 | 300 | 200 | 400 | 250 | 500
203924758 | COMFORTMAKER | N95ESN0601412A* | 60000 | 95% | Yes | 100 | 200 | 150 | 300 | 200 | 400 | 250 | 500
203924759 | COMFORTMAKER | N95ESN0601412A**D | 60000 | 95% | Yes | 100 | 200 | 150 | 300 | 200 | 400 | 250 | 500
203924760 | COMFORTMAKER | N95ESN0601412A*D | 60000 | 95% | Yes | 100 | 200 | 150 | 300 | 200 | 400 | 250 | 500
203924840 | COMFORTMAKER | G96VTN0601412A*D | 60000 | 95% | Yes | 100 | 200 | 150 | 300 | 200 | 400 | 250 | 500
203360655 | COMFORTMAKER | N95ESN0601714A**D | 60000 | 95% | Yes | 100 | 200 | 150 | 300 | 200 | 400 | 250 | 500
203359362 | COMFORTMAKER | G96CTN1202422A*D | 120000 | 95% | Yes | 100 | 200 | 150 | 300 | 200 | 400 | 250 | 500
201712236 | COMFORTMAKER | G9MAE1202422A*D | 120000 | 95% | Yes | 100 | 200 | 150 | 300 | 200 | 400 | 250 | 500
201712292 | COMFORTMAKER | G9MVE1202422A*D | 120000 | 95% | Yes | 100 | 200 | 150 | 300 | 200 | 400 | 250 | 500
201712805 | COMFORTMAKER | G9MXE1202422A**D | 120000 | 95% | Yes | 100 | 200 | 150 | 300 | 200 | 400 | 250 | 500
203359559 | COMFORTMAKER | G9MBE1202422A*D | 120000 | 95% | Yes | 100 | 200 | 150 | 300 | 200 | 400 | 250 | 500
201712355 | COMFORTMAKER | G9MXE1202422A*D | 120000 | 95% | Yes | 100 | 200 | 150 | 300 | 200 | 400 | 250 | 500
201712411 | COMFORTMAKER | G9MXT1202422A*D | 120000 | 95% | Yes | 100 | 200 | 150 | 300 | 200 | 400 | 250 | 500
203359232 | COMFORTMAKER | G96VTN1202422A*D | 120000 | 95% | Yes | 100 | 200 | 150 | 300 | 200 | 400 | 250 | 500
203360361 | COMFORTMAKER | N95ESN1202422A*D | 120000 | 95% | Yes | 100 | 200 | 150 | 300 | 200 | 400 | 250 | 500
203924671 | COMFORTMAKER | G97CMN1202422A*D | 120000 | 95% | Yes | 100 | 200 | 150 | 300 | 200 | 400 | 250 | 500
203360659 | COMFORTMAKER | N95ESN1202422A**D | 120000 | 95% | Yes | 100 | 200 | 150 | 300 | 200 | 400 | 250 | 500
203360349 | COMFORTMAKER | N95ESN1402422A | 140000 | 95% | Yes | 100 | 200 | 150 | 300 | 200 | 400 | 250 | 500
203360363 | COMFORTMAKER | N95ESN1402422A*D | 140000 | 95% | Yes | 100 | 200 | 150 | 300 | 200 | 400 | 250 | 500
203360336 | COMFORTMAKER | N95ESN0261410A | 26000 | 96% | Yes | 100 | 200 | 200 | 400 | 200 | 400 | 250 | 500
201710578 | COMFORTMAKER | G9MXE0261410A | 26000 | 96% | Yes | 100 | 200 | 200 | 400 | 200 | 400 | 250 | 500
201706991 | COMFORTMAKER | G9MVE0401712A | 40000 | 96% | Yes | 100 | 200 | 200 | 400 | 200 | 400 | 250 | 500
201702043 | COMFORTMAKER | G9MXT0401410A | 40000 | 96% | Yes | 100 | 200 | 200 | 400 | 200 | 400 | 250 | 500
201712700 | COMFORTMAKER | G9MXE0401410A** | 40000 | 96% | Yes | 100 | 200 | 200 | 400 | 200 | 400 | 250 | 500
201712742 | COMFORTMAKER | G9MXE0401712A** | 40000 | 96% | Yes | 100 | 200 | 200 | 400 | 200 | 400 | 250 | 500
201702078 | COMFORTMAKER | G9MXE0401410A | 40000 | 96% | Yes | 100 | 200 | 200 | 400 | 200 | 400 | 250 | 500
201705934 | COMFORTMAKER | G9MVE0401410A | 40000 | 96% | Yes | 100 | 200 | 200 | 400 | 200 | 400 | 250 | 500
203359221 | COMFORTMAKER | G96VTN0401712A | 40000 | 96% | Yes | 100 | 200 | 200 | 400 | 200 | 400 | 250 | 500
203360648 | COMFORTMAKER | N95ESN0401712A* | 40000 | 96% | Yes | 100 | 200 | 200 | 400 | 200 | 400 | 250 | 500
203360338 | COMFORTMAKER | N95ESN0401712A | 40000 | 96% | Yes | 100 | 200 | 200 | 400 | 200 | 400 | 250 | 500
201710550 | COMFORTMAKER | G9MXT0401712A* | 40000 | 96% | Yes | 100 | 200 | 200 | 400 | 200 | 400 | 250 | 500
203924753 | COMFORTMAKER | N95ESN0401410A | 40000 | 96% | Yes | 100 | 200 | 200 | 400 | 200 | 400 | 250 | 500
203924754 | COMFORTMAKER | N95ESN0401410A* | 40000 | 96% | Yes | 100 | 200 | 200 | 400 | 200 | 400 | 250 | 500
203924837 | COMFORTMAKER | G96VTN0401410A | 40000 | 96% | Yes | 100 | 200 | 200 | 400 | 200 | 400 | 250 | 500
201706927 | COMFORTMAKER | G9MXE0401712A | 40000 | 96% | Yes | 100 | 200 | 200 | 400 | 200 | 400 | 250 | 500
201712215 | COMFORTMAKER | G9MAE0602120A*D | 61000 | 96.7% | Yes | 100 | 200 | 200 | 400 | 200 | 400 | 250 | 500
203359527 | COMFORTMAKER | G9MBE0602120A*D | 61000 | 96.7% | Yes | 100 | 200 | 200 | 400 | 200 | 400 | 250 | 500
203924639 | COMFORTMAKER | G97CMN0602120A*D | 61000 | 96.7% | Yes | 100 | 200 | 200 | 400 | 200 | 400 | 250 | 500
203359449 | COMFORTMAKER | G9MBE0602120A | 61000 | 98% | Yes | 100 | 200 | 200 | 400 | 200 | 400 | 250 | 500
201705914 | COMFORTMAKER | G9MAE0602120A | 61000 | 98% | Yes | 100 | 200 | 200 | 400 | 200 | 400 | 250 | 500
203924573 | COMFORTMAKER | G97CMN0602120A | 61000 | 98% | Yes | 100 | 200 | 200 | 400 | 200 | 400 | 250 | 500
203359355 | COMFORTMAKER | G96CTN0802120A | 80000 | 96.7% | Yes | 100 | 200 | 200 | 400 | 200 | 400 | 250 | 500
203359457 | COMFORTMAKER | G9MBE0801714A | 80000 | 97% | Yes | 100 | 200 | 200 | 400 | 200 | 400 | 250 | 500
203359465 | COMFORTMAKER | G9MBE0802120A | 80000 | 97% | Yes | 100 | 200 | 200 | 400 | 200 | 400 | 250 | 500
201705893 | COMFORTMAKER | G9MAE0801714A | 80000 | 97% | Yes | 100 | 200 | 200 | 400 | 200 | 400 | 250 | 500
201705921 | COMFORTMAKER | G9MAE0802120A | 80000 | 97% | Yes | 100 | 200 | 200 | 400 | 200 | 400 | 250 | 500
203924581 | COMFORTMAKER | G97CMN0801714A | 80000 | 97% | Yes | 100 | 200 | 200 | 400 | 200 | 400 | 250 | 500
203924589 | COMFORTMAKER | G97CMN0802120A | 80000 | 97% | Yes | 100 | 200 | 200 | 400 | 200 | 400 | 250 | 500
201712721 | COMFORTMAKER | G9MXE0801716A** | 80000 | 96% | Yes | 100 | 200 | 200 | 400 | 200 | 400 | 250 | 500
201712728 | COMFORTMAKER | G9MXE0802120A** | 80000 | 96% | Yes | 100 | 200 | 200 | 400 | 200 | 400 | 250 | 500
201702071 | COMFORTMAKER | G9MXT0801716A | 80000 | 96% | Yes | 100 | 200 | 200 | 400 | 200 | 400 | 250 | 500
201702167 | COMFORTMAKER | G9MXE0801716A | 80000 | 96% | Yes | 100 | 200 | 200 | 400 | 200 | 400 | 250 | 500
201702500 | COMFORTMAKER | G9MXE0802120A | 80000 | 96% | Yes | 100 | 200 | 200 | 400 | 200 | 400 | 250 | 500
201702520 | COMFORTMAKER | G9MXT0802120A | 80000 | 96% | Yes | 100 | 200 | 200 | 400 | 200 | 400 | 250 | 500
203359223 | COMFORTMAKER | G96VTN0801716A | 80000 | 96% | Yes | 100 | 200 | 200 | 400 | 200 | 400 | 250 | 500
203359224 | COMFORTMAKER | G96VTN0802120A | 80000 | 96% | Yes | 100 | 200 | 200 | 400 | 200 | 400 | 250 | 500
201705948 | COMFORTMAKER | G9MVE0801716A | 80000 | 96% | Yes | 100 | 200 | 200 | 400 | 200 | 400 | 250 | 500
201705962 | COMFORTMAKER | G9MVE0802120A | 80000 | 96% | Yes | 100 | 200 | 200 | 400 | 200 | 400 | 250 | 500
203360650 | COMFORTMAKER | N95ESN0801716A* | 80000 | 96% | Yes | 100 | 200 | 200 | 400 | 200 | 400 | 250 | 500
203360651 | COMFORTMAKER | N95ESN0802120A* | 80000 | 96% | Yes | 100 | 200 | 200 | 400 | 200 | 400 | 250 | 500
203360342 | COMFORTMAKER | N95ESN0801716A | 80000 | 96% | Yes | 100 | 200 | 200 | 400 | 200 | 400 | 250 | 500
203360344 | COMFORTMAKER | N95ESN0802120A | 80000 | 96% | Yes | 100 | 200 | 200 | 400 | 200 | 400 | 250 | 500
203359354 | COMFORTMAKER | G96CTN0801714A | 80000 | 96.2% | Yes | 100 | 200 | 200 | 400 | 200 | 400 | 250 | 500
201712749 | COMFORTMAKER | G9MXE0601412A** | 60000 | 95.5% | Yes | 100 | 200 | 200 | 400 | 200 | 400 | 250 | 500
201706934 | COMFORTMAKER | G9MXE0601412A | 60000 | 95.5% | Yes | 100 | 200 | 200 | 400 | 200 | 400 | 250 | 500
201712707 | COMFORTMAKER | G9MXE0601714A** | 60000 | 96% | Yes | 100 | 200 | 200 | 400 | 200 | 400 | 250 | 500
201702050 | COMFORTMAKER | G9MXT0601714A | 60000 | 96% | Yes | 100 | 200 | 200 | 400 | 200 | 400 | 250 | 500
201702085 | COMFORTMAKER | G9MXE0601714A | 60000 | 96% | Yes | 100 | 200 | 200 | 400 | 200 | 400 | 250 | 500
203359222 | COMFORTMAKER | G96VTN0601714A | 60000 | 96% | Yes | 100 | 200 | 200 | 400 | 200 | 400 | 250 | 500
201705941 | COMFORTMAKER | G9MVE0601714A | 60000 | 96% | Yes | 100 | 200 | 200 | 400 | 200 | 400 | 250 | 500
203360649 | COMFORTMAKER | N95ESN0601714A* | 60000 | 96% | Yes | 100 | 200 | 200 | 400 | 200 | 400 | 250 | 500
203360340 | COMFORTMAKER | N95ESN0601714A | 60000 | 96% | Yes | 100 | 200 | 200 | 400 | 200 | 400 | 250 | 500
203359353 | COMFORTMAKER | G96CTN0601714A | 60000 | 96.3% | Yes | 100 | 200 | 200 | 400 | 200 | 400 | 250 | 500
203359473 | COMFORTMAKER | G9MBE1002122A | 100000 | 97% | Yes | 100 | 200 | 200 | 400 | 200 | 400 | 250 | 500
201705927 | COMFORTMAKER | G9MAE1002122A | 100000 | 97% | Yes | 100 | 200 | 200 | 400 | 200 | 400 | 250 | 500
203924597 | COMFORTMAKER | G97CMN1002122A | 100000 | 97% | Yes | 100 | 200 | 200 | 400 | 200 | 400 | 250 | 500
201712735 | COMFORTMAKER | G9MXE1002120A** | 100000 | 96% | Yes | 100 | 200 | 200 | 400 | 200 | 400 | 250 | 500
205169242 | COMFORTMAKER | N95ESN1002122A* | 100000 | 96% | Yes | 100 | 200 | 200 | 400 | 200 | 400 | 250 | 500
205169251 | COMFORTMAKER | N95ESN1002122A | 100000 | 96% | Yes | 100 | 200 | 200 | 400 | 200 | 400 | 250 | 500
205169285 | COMFORTMAKER | G96VTN1002122A | 100000 | 96% | Yes | 100 | 200 | 200 | 400 | 200 | 400 | 250 | 500
201702507 | COMFORTMAKER | G9MXE1002120A | 100000 | 96% | Yes | 100 | 200 | 200 | 400 | 200 | 400 | 250 | 500
201702527 | COMFORTMAKER | G9MXT1002120A | 100000 | 96% | Yes | 100 | 200 | 200 | 400 | 200 | 400 | 250 | 500
203359225 | COMFORTMAKER | G96VTN1002120A | 100000 | 96% | Yes | 100 | 200 | 200 | 400 | 200 | 400 | 250 | 500
201705968 | COMFORTMAKER | G9MVE1002120A | 100000 | 96% | Yes | 100 | 200 | 200 | 400 | 200 | 400 | 250 | 500
203360346 | COMFORTMAKER | N95ESN1002120A | 100000 | 96% | Yes | 100 | 200 | 200 | 400 | 200 | 400 | 250 | 500
203360652 | COMFORTMAKER | N95ESN1002120A* | 100000 | 96% | Yes | 100 | 200 | 200 | 400 | 200 | 400 | 250 | 500
203359356 | COMFORTMAKER | G96CTN1002122A | 100000 | 96.1% | Yes | 100 | 200 | 200 | 400 | 200 | 400 | 250 | 500
203359441 | COMFORTMAKER | G9MBE0601714A | 60000 | 97% | Yes | 100 | 200 | 200 | 400 | 200 | 400 | 250 | 500
201705886 | COMFORTMAKER | G9MAE0601714A | 60000 | 97% | Yes | 100 | 200 | 200 | 400 | 200 | 400 | 250 | 500
203924565 | COMFORTMAKER | G97CMN0601714A | 60000 | 97% | Yes | 100 | 200 | 200 | 400 | 200 | 400 | 250 | 500
203359357 | COMFORTMAKER | G96CTN1202422A | 120000 | 96.5% | Yes | 100 | 200 | 200 | 400 | 200 | 400 | 250 | 500
203359481 | COMFORTMAKER | G9MBE1202422A | 120000 | 97% | Yes | 100 | 200 | 200 | 400 | 200 | 400 | 250 | 500
201705907 | COMFORTMAKER | G9MAE1202422A | 120000 | 97% | Yes | 100 | 200 | 200 | 400 | 200 | 400 | 250 | 500
203924605 | COMFORTMAKER | G97CMN1202422A | 120000 | 97% | Yes | 100 | 200 | 200 | 400 | 200 | 400 | 250 | 500
201712714 | COMFORTMAKER | G9MXE1202422A** | 120000 | 96% | Yes | 100 | 200 | 200 | 400 | 200 | 400 | 250 | 500
201702064 | COMFORTMAKER | G9MXT1202422A | 120000 | 96% | Yes | 100 | 200 | 200 | 400 | 200 | 400 | 250 | 500
201702099 | COMFORTMAKER | G9MXE1202422A | 120000 | 96% | Yes | 100 | 200 | 200 | 400 | 200 | 400 | 250 | 500
203359226 | COMFORTMAKER | G96VTN1202422A | 120000 | 96% | Yes | 100 | 200 | 200 | 400 | 200 | 400 | 250 | 500
201705955 | COMFORTMAKER | G9MVE1202422A | 120000 | 96% | Yes | 100 | 200 | 200 | 400 | 200 | 400 | 250 | 500
203360347 | COMFORTMAKER | N95ESN1202422A | 120000 | 96% | Yes | 100 | 200 | 200 | 400 | 200 | 400 | 250 | 500
203360653 | COMFORTMAKER | N95ESN1202422A* | 120000 | 96% | Yes | 100 | 200 | 200 | 400 | 200 | 400 | 250 | 500
212595200 | COMFORTMAKER | N96VSN0801716B | 80000 | 97% | Yes | 100 | 200 | 200 | 400 | 200 | 400 | 250 | 500
212595209 | COMFORTMAKER | N96VSN0801716B*D | 80000 | 95% | Yes | 100 | 200 | 150 | 300 | 200 | 400 | 250 | 500
212595218 | COMFORTMAKER | N96VSN0802120B | 80000 | 97% | Yes | 100 | 200 | 200 | 400 | 200 | 400 | 250 | 500
212595227 | COMFORTMAKER | N96VSN0802120B*D | 80000 | 95% | Yes | 100 | 200 | 150 | 300 | 200 | 400 | 250 | 500
211778962 | COMFORTMAKER | N92MSN1002120A* | 100000 | 92.1% | Yes | 100 | 200 | 100 | 200 | 200 | 400 | 250 | 500
211778971 | COMFORTMAKER | N92MSN1002122A | 100000 | 92.1% | Yes | 100 | 200 | 100 | 200 | 200 | 400 | 250 | 500
211778980 | COMFORTMAKER | N92MSN1002122A* | 100000 | 92.1% | Yes | 100 | 200 | 100 | 200 | 200 | 400 | 250 | 500
211778989 | COMFORTMAKER | N92MSN1202420A | 120000 | 92.1% | Yes | 100 | 200 | 100 | 200 | 200 | 400 | 250 | 500
211778881 | COMFORTMAKER | N92MSN0601412A | 60000 | 92.1% | Yes | 100 | 200 | 100 | 200 | 200 | 400 | 250 | 500
211778890 | COMFORTMAKER | N92MSN0601412A* | 60000 | 92.1% | Yes | 100 | 200 | 100 | 200 | 200 | 400 | 250 | 500
211778899 | COMFORTMAKER | N92MSN0601714A | 60000 | 92.1% | Yes | 100 | 200 | 100 | 200 | 200 | 400 | 250 | 500
205822224 | COMFORTMAKER | N96VSN1002120A | 100000 | 96% | Yes | 100 | 200 | 200 | 400 | 200 | 400 | 250 | 500
205822235 | COMFORTMAKER | N96VSN1002120A*D | 100000 | 95% | Yes | 100 | 200 | 150 | 300 | 200 | 400 | 250 | 500
205822246 | COMFORTMAKER | N96VSN1202422A | 120000 | 96% | Yes | 100 | 200 | 200 | 400 | 200 | 400 | 250 | 500
205822257 | COMFORTMAKER | N96VSN1202422A*D | 120000 | 95% | Yes | 100 | 200 | 150 | 300 | 200 | 400 | 250 | 500
212595275 | COMFORTMAKER | G96VTN1002120B | 100000 | 96.1% | Yes | 100 | 200 | 200 | 400 | 200 | 400 | 250 | 500
212595282 | COMFORTMAKER | G96VTN1002120B*D | 100000 | 95% | Yes | 100 | 200 | 150 | 300 | 200 | 400 | 250 | 500
211778998 | COMFORTMAKER | N92MSN1202420A* | 120000 | 92.1% | Yes | 100 | 200 | 100 | 200 | 200 | 400 | 250 | 500
211778917 | COMFORTMAKER | N92MSN0801716A | 80000 | 92.1% | Yes | 100 | 200 | 100 | 200 | 200 | 400 | 250 | 500
211778926 | COMFORTMAKER | N92MSN0801716A* | 80000 | 92.1% | Yes | 100 | 200 | 100 | 200 | 200 | 400 | 250 | 500
211778935 | COMFORTMAKER | N92MSN0802120A | 80000 | 92.1% | Yes | 100 | 200 | 100 | 200 | 200 | 400 | 250 | 500
211778944 | COMFORTMAKER | N92MSN0802120A* | 80000 | 92.1% | Yes | 100 | 200 | 100 | 200 | 200 | 400 | 250 | 500
211779171 | COMFORTMAKER | N96MSN0401410A | 40000 | 96% | Yes | 100 | 200 | 200 | 400 | 200 | 400 | 250 | 500
211779180 | COMFORTMAKER | N96MSN0401410A* | 40000 | 96% | Yes | 100 | 200 | 200 | 400 | 200 | 400 | 250 | 500
211779189 | COMFORTMAKER | N96MSN0401410A**D | 40000 | 95% | Yes | 100 | 200 | 150 | 300 | 200 | 400 | 250 | 500
211779198 | COMFORTMAKER | N96MSN0401410A*D | 40000 | 95% | Yes | 100 | 200 | 150 | 300 | 200 | 400 | 250 | 500
211779207 | COMFORTMAKER | N96MSN0401712A | 40000 | 96.7% | Yes | 100 | 200 | 200 | 400 | 200 | 400 | 250 | 500
212594949 | COMFORTMAKER | G96VTN0401410B | 40000 | 96% | Yes | 100 | 200 | 200 | 400 | 200 | 400 | 250 | 500
212594956 | COMFORTMAKER | G96VTN0401410B*D | 40000 | 95% | Yes | 100 | 200 | 150 | 300 | 200 | 400 | 250 | 500
212594963 | COMFORTMAKER | G96VTN0401712B | 40000 | 96% | Yes | 100 | 200 | 200 | 400 | 200 | 400 | 250 | 500
212594970 | COMFORTMAKER | G96VTN0401712B*D | 40000 | 95% | Yes | 100 | 200 | 150 | 300 | 200 | 400 | 250 | 500
212595117 | COMFORTMAKER | N96VSN0601716B*D | 60000 | 95% | Yes | 100 | 200 | 150 | 300 | 200 | 400 | 250 | 500
205822092 | COMFORTMAKER | N96VSN0401410A | 40000 | 96% | Yes | 100 | 200 | 200 | 400 | 200 | 400 | 250 | 500
205822103 | COMFORTMAKER | N96VSN0401410A*D | 40000 | 95% | Yes | 100 | 200 | 150 | 300 | 200 | 400 | 250 | 500
205822114 | COMFORTMAKER | N96VSN0401712A | 40000 | 96% | Yes | 100 | 200 | 200 | 400 | 200 | 400 | 250 | 500
205822125 | COMFORTMAKER | N96VSN0401712A*D | 40000 | 95% | Yes | 100 | 200 | 150 | 300 | 200 | 400 | 250 | 500
211778953 | COMFORTMAKER | N92MSN1002120A | 100000 | 92.1% | Yes | 100 | 200 | 100 | 200 | 200 | 400 | 250 | 500
206237484 | COMFORTMAKER | G95CSU0601716A | 60000 | 95% | Yes | 100 | 200 | 150 | 300 | 200 | 400 | 250 | 500
206237505 | COMFORTMAKER | G95CSU0802120A | 80000 | 95% | Yes | 100 | 200 | 150 | 300 | 200 | 400 | 250 | 500
211781282 | COMFORTMAKER | N95MSU0601716A | 60000 | 95% | Yes | 100 | 200 | 150 | 300 | 200 | 400 | 250 | 500
211781292 | COMFORTMAKER | N95MSU0802120A | 80000 | 95% | Yes | 100 | 200 | 150 | 300 | 200 | 400 | 250 | 500
211781303 | COMFORTMAKER | N95MSU1002120A | 100000 | 95% | Yes | 100 | 200 | 150 | 300 | 200 | 400 | 250 | 500
211781313 | COMFORTMAKER | N95MSU1002122A | 100000 | 95% | Yes | 100 | 200 | 150 | 300 | 200 | 400 | 250 | 500
213683539 | COMFORTMAKER | G96CTN1002122B*D | 100000 | 95% | Yes | 100 | 200 | 150 | 300 | 200 | 400 | 250 | 500
213683546 | COMFORTMAKER | G96CTN1202422B | 120000 | 96.5% | Yes | 100 | 200 | 200 | 400 | 200 | 400 | 250 | 500
213683553 | COMFORTMAKER | G96CTN1202422B*D | 120000 | 95% | Yes | 100 | 200 | 150 | 300 | 200 | 400 | 250 | 500
213683560 | COMFORTMAKER | G97CMN0601714B | 60000 | 97% | Yes | 100 | 200 | 200 | 400 | 200 | 400 | 250 | 500
213683568 | COMFORTMAKER | G97CMN0601714B*D | 60000 | 95% | Yes | 100 | 200 | 150 | 300 | 200 | 400 | 250 | 500
213683576 | COMFORTMAKER | G97CMN0602120B | 61000 | 98% | Yes | 100 | 200 | 200 | 400 | 200 | 400 | 250 | 500
212595066 | COMFORTMAKER | G96VTN0601412B*D | 60000 | 95% | Yes | 100 | 200 | 150 | 300 | 200 | 400 | 250 | 500
212595073 | COMFORTMAKER | G96VTN0601716B | 60000 | 96.3% | Yes | 100 | 200 | 200 | 400 | 200 | 400 | 250 | 500
212595080 | COMFORTMAKER | G96VTN0601716B*D | 60000 | 95% | Yes | 100 | 200 | 150 | 300 | 200 | 400 | 250 | 500
212595090 | COMFORTMAKER | N96VSN0601412B | 60000 | 95% | Yes | 100 | 200 | 150 | 300 | 200 | 400 | 250 | 500
212595099 | COMFORTMAKER | N96VSN0601412B*D | 60000 | 95% | Yes | 100 | 200 | 150 | 300 | 200 | 400 | 250 | 500
212595108 | COMFORTMAKER | N96VSN0601716B | 60000 | 97% | Yes | 100 | 200 | 200 | 400 | 200 | 400 | 250 | 500
213683469 | COMFORTMAKER | G95CSU0601716B | 60000 | 95% | Yes | 100 | 200 | 150 | 300 | 200 | 400 | 250 | 500
213683476 | COMFORTMAKER | G95CSU0802120B | 80000 | 95% | Yes | 100 | 200 | 150 | 300 | 200 | 400 | 250 | 500
213683483 | COMFORTMAKER | G95CSU1002122B | 100000 | 95% | Yes | 100 | 200 | 150 | 300 | 200 | 400 | 250 | 500
206349952 | COMFORTMAKER | G95CSU1002122A | 100000 | 95% | Yes | 100 | 200 | 150 | 300 | 200 | 400 | 250 | 500
211778845 | COMFORTMAKER | N92MSN0401412A | 40000 | 92.1% | Yes | 100 | 200 | 100 | 200 | 200 | 400 | 250 | 500
211778854 | COMFORTMAKER | N92MSN0401412A* | 40000 | 92.1% | Yes | 100 | 200 | 100 | 200 | 200 | 400 | 250 | 500
211778863 | COMFORTMAKER | N92MSN0401712A | 40000 | 92.1% | Yes | 100 | 200 | 100 | 200 | 200 | 400 | 250 | 500
211781270 | COMFORTMAKER | N95MSU0401712A | 40000 | 95% | Yes | 100 | 200 | 150 | 300 | 200 | 400 | 250 | 500
213683490 | COMFORTMAKER | G96CTN0601714B | 60000 | 96.3% | Yes | 100 | 200 | 200 | 400 | 200 | 400 | 250 | 500
213683497 | COMFORTMAKER | G96CTN0601714B*D | 60000 | 95% | Yes | 100 | 200 | 150 | 300 | 200 | 400 | 250 | 500
213683504 | COMFORTMAKER | G96CTN0801714B | 80000 | 96.2% | Yes | 100 | 200 | 200 | 400 | 200 | 400 | 250 | 500
213683511 | COMFORTMAKER | G96CTN0801714B*D | 80000 | 95% | Yes | 100 | 200 | 150 | 300 | 200 | 400 | 250 | 500
213683518 | COMFORTMAKER | G96CTN0802120B | 80000 | 96.7% | Yes | 100 | 200 | 200 | 400 | 200 | 400 | 250 | 500
213683525 | COMFORTMAKER | G96CTN0802120B*D | 80000 | 95% | Yes | 100 | 200 | 150 | 300 | 200 | 400 | 250 | 500
213683532 | COMFORTMAKER | G96CTN1002122B | 100000 | 96.1% | Yes | 100 | 200 | 200 | 400 | 200 | 400 | 250 | 500
211779153 | COMFORTMAKER | N96MSN0261410A | 26000 | 96% | Yes | 100 | 200 | 200 | 400 | 200 | 400 | 250 | 500
211779162 | COMFORTMAKER | N96MSN0261410A*D | 26000 | 95% | Yes | 100 | 200 | 150 | 300 | 200 | 400 | 250 | 500
211778872 | COMFORTMAKER | N92MSN0401712A* | 40000 | 92.1% | Yes | 100 | 200 | 100 | 200 | 200 | 400 | 250 | 500
213683156 | COMFORTMAKER | G96CTN0401410B | 40000 | 96% | Yes | 100 | 200 | 200 | 400 | 200 | 400 | 250 | 500
213683163 | COMFORTMAKER | G96CTN0401410B*D | 40000 | 95% | Yes | 100 | 200 | 150 | 300 | 200 | 400 | 250 | 500
211779396 | COMFORTMAKER | N96MSN1002120A*D | 100000 | 95% | Yes | 100 | 200 | 150 | 300 | 200 | 400 | 250 | 500
211779405 | COMFORTMAKER | N96MSN1002122A | 100000 | 96.3% | Yes | 100 | 200 | 200 | 400 | 200 | 400 | 250 | 500
211779414 | COMFORTMAKER | N96MSN1002122A* | 100000 | 96.3% | Yes | 100 | 200 | 200 | 400 | 200 | 400 | 250 | 500
211779423 | COMFORTMAKER | N96MSN1002122A**D | 100000 | 95% | Yes | 100 | 200 | 150 | 300 | 200 | 400 | 250 | 500
211779432 | COMFORTMAKER | N96MSN1002122A*D | 100000 | 95% | Yes | 100 | 200 | 150 | 300 | 200 | 400 | 250 | 500
211779216 | COMFORTMAKER | N96MSN0401712A* | 40000 | 96.7% | Yes | 100 | 200 | 200 | 400 | 200 | 400 | 250 | 500
211779225 | COMFORTMAKER | N96MSN0401712A**D | 40000 | 95% | Yes | 100 | 200 | 150 | 300 | 200 | 400 | 250 | 500
211779234 | COMFORTMAKER | N96MSN0401712A*D | 40000 | 95% | Yes | 100 | 200 | 150 | 300 | 200 | 400 | 250 | 500
211779243 | COMFORTMAKER | N96MSN0601412A | 60000 | 95% | Yes | 100 | 200 | 150 | 300 | 200 | 400 | 250 | 500
211779252 | COMFORTMAKER | N96MSN0601412A* | 60000 | 95% | Yes | 100 | 200 | 150 | 300 | 200 | 400 | 250 | 500
213683632 | COMFORTMAKER | G97CMN1202422B*D | 120000 | 95% | Yes | 100 | 200 | 150 | 300 | 200 | 400 | 250 | 500
213683650 | COMFORTMAKER | G97CMN0802120B | 80000 | 97% | Yes | 100 | 200 | 200 | 400 | 200 | 400 | 250 | 500
213683658 | COMFORTMAKER | G97CMN0802120B*D | 80000 | 95% | Yes | 100 | 200 | 150 | 300 | 200 | 400 | 250 | 500
205645640 | COMFORTMAKER | N95ESU0401712A | 40000 | 95% | Yes | 100 | 200 | 150 | 300 | 200 | 400 | 250 | 500
212594980 | COMFORTMAKER | N96VSN0401410B | 40000 | 96% | Yes | 100 | 200 | 200 | 400 | 200 | 400 | 250 | 500
212594989 | COMFORTMAKER | N96VSN0401410B*D | 40000 | 95% | Yes | 100 | 200 | 150 | 300 | 200 | 400 | 250 | 500
212594998 | COMFORTMAKER | N96VSN0401712B | 40000 | 96.7% | Yes | 100 | 200 | 200 | 400 | 200 | 400 | 250 | 500
212595007 | COMFORTMAKER | N96VSN0401712B*D | 40000 | 95% | Yes | 100 | 200 | 150 | 300 | 200 | 400 | 250 | 500
211779441 | COMFORTMAKER | N96MSN1202422A | 120000 | 96.1% | Yes | 100 | 200 | 200 | 400 | 200 | 400 | 250 | 500
211779450 | COMFORTMAKER | N96MSN1202422A* | 120000 | 96.1% | Yes | 100 | 200 | 200 | 400 | 200 | 400 | 250 | 500
211779459 | COMFORTMAKER | N96MSN1202422A**D | 120000 | 95% | Yes | 100 | 200 | 150 | 300 | 200 | 400 | 250 | 500
211779468 | COMFORTMAKER | N96MSN1202422A*D | 120000 | 95% | Yes | 100 | 200 | 150 | 300 | 200 | 400 | 250 | 500
211779477 | COMFORTMAKER | N96MSN1402422A | 140000 | 95% | Yes | 100 | 200 | 150 | 300 | 200 | 400 | 250 | 500
211779261 | COMFORTMAKER | N96MSN0601412A**D | 60000 | 95% | Yes | 100 | 200 | 150 | 300 | 200 | 400 | 250 | 500
211779270 | COMFORTMAKER | N96MSN0601412A*D | 60000 | 95% | Yes | 100 | 200 | 150 | 300 | 200 | 400 | 250 | 500
211779279 | COMFORTMAKER | N96MSN0601716A | 60000 | 97% | Yes | 100 | 200 | 200 | 400 | 200 | 400 | 250 | 500
211779288 | COMFORTMAKER | N96MSN0601716A* | 60000 | 97% | Yes | 100 | 200 | 200 | 400 | 200 | 400 | 250 | 500
211779297 | COMFORTMAKER | N96MSN0601716A**D | 60000 | 95% | Yes | 100 | 200 | 150 | 300 | 200 | 400 | 250 | 500
212595059 | COMFORTMAKER | G96VTN0601412B | 60000 | 95% | Yes | 100 | 200 | 150 | 300 | 200 | 400 | 250 | 500
205822136 | COMFORTMAKER | N96VSN0601412A | 60000 | 95% | Yes | 100 | 200 | 150 | 300 | 200 | 400 | 250 | 500
205822147 | COMFORTMAKER | N96VSN0601412A*D | 60000 | 95% | Yes | 100 | 200 | 150 | 300 | 200 | 400 | 250 | 500
205822158 | COMFORTMAKER | N96VSN0601714A | 60000 | 96% | Yes | 100 | 200 | 200 | 400 | 200 | 400 | 250 | 500
205822169 | COMFORTMAKER | N96VSN0601714A*D | 60000 | 95% | Yes | 100 | 200 | 150 | 300 | 200 | 400 | 250 | 500
212595289 | COMFORTMAKER | G96VTN1002122B | 100000 | 96.2% | Yes | 100 | 200 | 200 | 400 | 200 | 400 | 250 | 500
212595296 | COMFORTMAKER | G96VTN1002122B*D | 100000 | 95% | Yes | 100 | 200 | 150 | 300 | 200 | 400 | 250 | 500
212595306 | COMFORTMAKER | N96VSN1002120B | 100000 | 96.3% | Yes | 100 | 200 | 200 | 400 | 200 | 400 | 250 | 500
212595315 | COMFORTMAKER | N96VSN1002120B*D | 100000 | 95% | Yes | 100 | 200 | 150 | 300 | 200 | 400 | 250 | 500
212595169 | COMFORTMAKER | G96VTN0801716B | 80000 | 96.2% | Yes | 100 | 200 | 200 | 400 | 200 | 400 | 250 | 500
212595176 | COMFORTMAKER | G96VTN0801716B*D | 80000 | 95% | Yes | 100 | 200 | 150 | 300 | 200 | 400 | 250 | 500
212595183 | COMFORTMAKER | G96VTN0802120B | 80000 | 96.7% | Yes | 100 | 200 | 200 | 400 | 200 | 400 | 250 | 500
212595190 | COMFORTMAKER | G96VTN0802120B*D | 80000 | 95% | Yes | 100 | 200 | 150 | 300 | 200 | 400 | 250 | 500
213683584 | COMFORTMAKER | G97CMN0602120B*D | 61000 | 96.7% | Yes | 100 | 200 | 200 | 400 | 200 | 400 | 250 | 500
213683592 | COMFORTMAKER | G97CMN0801714B | 80000 | 97% | Yes | 100 | 200 | 200 | 400 | 200 | 400 | 250 | 500
213683600 | COMFORTMAKER | G97CMN0801714B*D | 80000 | 95% | Yes | 100 | 200 | 150 | 300 | 200 | 400 | 250 | 500
213683608 | COMFORTMAKER | G97CMN1002122B | 100000 | 97% | Yes | 100 | 200 | 200 | 400 | 200 | 400 | 250 | 500
213683616 | COMFORTMAKER | G97CMN1002122B*D | 100000 | 95% | Yes | 100 | 200 | 150 | 300 | 200 | 400 | 250 | 500
213683624 | COMFORTMAKER | G97CMN1202422B | 120000 | 97% | Yes | 100 | 200 | 200 | 400 | 200 | 400 | 250 | 500
211780729 | COMFORTMAKER | N96MSN0801716A | 80000 | 97% | Yes | 100 | 200 | 200 | 400 | 200 | 400 | 250 | 500
211780738 | COMFORTMAKER | N96MSN0801716A* | 80000 | 97% | Yes | 100 | 200 | 200 | 400 | 200 | 400 | 250 | 500
205822180 | COMFORTMAKER | N96VSN0801716A | 80000 | 96% | Yes | 100 | 200 | 200 | 400 | 200 | 400 | 250 | 500
205822191 | COMFORTMAKER | N96VSN0801716A*D | 80000 | 95% | Yes | 100 | 200 | 150 | 300 | 200 | 400 | 250 | 500
205822202 | COMFORTMAKER | N96VSN0802120A | 80000 | 96% | Yes | 100 | 200 | 200 | 400 | 200 | 400 | 250 | 500
205822213 | COMFORTMAKER | N96VSN0802120A*D | 80000 | 95% | Yes | 100 | 200 | 150 | 300 | 200 | 400 | 250 | 500
212595349 | COMFORTMAKER | G96VTN1202422B | 120000 | 96.7% | Yes | 100 | 200 | 200 | 400 | 200 | 400 | 250 | 500
212595356 | COMFORTMAKER | G96VTN1202422B*D | 120000 | 95% | Yes | 100 | 200 | 150 | 300 | 200 | 400 | 250 | 500
212595366 | COMFORTMAKER | N96VSN1202422B | 120000 | 96.1% | Yes | 100 | 200 | 200 | 400 | 200 | 400 | 250 | 500
212595375 | COMFORTMAKER | N96VSN1202422B*D | 120000 | 95% | Yes | 100 | 200 | 150 | 300 | 200 | 400 | 250 | 500
211779486 | COMFORTMAKER | N96MSN1402422A*D | 140000 | 95% | Yes | 100 | 200 | 150 | 300 | 200 | 400 | 250 | 500
211779351 | COMFORTMAKER | N96MSN0802120A**D | 80000 | 95% | Yes | 100 | 200 | 150 | 300 | 200 | 400 | 250 | 500
211779360 | COMFORTMAKER | N96MSN0802120A*D | 80000 | 95% | Yes | 100 | 200 | 150 | 300 | 200 | 400 | 250 | 500
211779369 | COMFORTMAKER | N96MSN1002120A | 100000 | 96.3% | Yes | 100 | 200 | 200 | 400 | 200 | 400 | 250 | 500
211779378 | COMFORTMAKER | N96MSN1002120A* | 100000 | 96.3% | Yes | 100 | 200 | 200 | 400 | 200 | 400 | 250 | 500
211779387 | COMFORTMAKER | N96MSN1002120A**D | 100000 | 95% | Yes | 100 | 200 | 150 | 300 | 200 | 400 | 250 | 500
211778908 | COMFORTMAKER | N92MSN0601714A* | 60000 | 92.1% | Yes | 100 | 200 | 100 | 200 | 200 | 400 | 250 | 500
211779306 | COMFORTMAKER | N96MSN0601716A*D | 60000 | 95% | Yes | 100 | 200 | 150 | 300 | 200 | 400 | 250 | 500
211779315 | COMFORTMAKER | N96MSN0801716A**D | 80000 | 95% | Yes | 100 | 200 | 150 | 300 | 200 | 400 | 250 | 500
211779324 | COMFORTMAKER | N96MSN0801716A*D | 80000 | 95% | Yes | 100 | 200 | 150 | 300 | 200 | 400 | 250 | 500
211779333 | COMFORTMAKER | N96MSN0802120A | 80000 | 97% | Yes | 100 | 200 | 200 | 400 | 200 | 400 | 250 | 500
211779342 | COMFORTMAKER | N96MSN0802120A* | 80000 | 97% | Yes | 100 | 200 | 200 | 400 | 200 | 400 | 250 | 500
201701033 | CONCORD | 92G1DF070BP12-* | 66000 | 92.1% | No | 100 | 200 | 0 | 0 | 100 | 200 | 250 | 500
201701013 | CONCORD | 92G1UH045BP08-* | 44000 | 92.1% | No | 100 | 200 | 0 | 0 | 100 | 200 | 250 | 500
201701015 | CONCORD | 92G1UH045BP12-* | 44000 | 92.1% | No | 100 | 200 | 0 | 0 | 100 | 200 | 250 | 500
201701031 | CONCORD | 92G1DF045BP12-* | 44000 | 92.1% | No | 100 | 200 | 0 | 0 | 100 | 200 | 250 | 500
201692981 | CONCORD | 95G1DF045BP12-* | 44000 | 95% | No | 100 | 200 | 0 | 0 | 100 | 200 | 250 | 500
201692993 | CONCORD | 95G1UH045BP08-* | 44000 | 95% | No | 100 | 200 | 0 | 0 | 100 | 200 | 250 | 500
201692997 | CONCORD | 95G1UH045BP12-* | 44000 | 95% | No | 100 | 200 | 0 | 0 | 100 | 200 | 250 | 500
201701017 | CONCORD | 92G1UH070BP08-* | 66000 | 92.1% | No | 100 | 200 | 0 | 0 | 100 | 200 | 250 | 500
201701023 | CONCORD | 92G1UH090CP16-* | 88000 | 92.1% | No | 100 | 200 | 0 | 0 | 100 | 200 | 250 | 500
201701035 | CONCORD | 92G1DF090CP16-* | 88000 | 92.1% | No | 100 | 200 | 0 | 0 | 100 | 200 | 250 | 500
201701041 | CONCORD | 95G1DF070BP12-* | 66000 | 95% | No | 100 | 200 | 0 | 0 | 100 | 200 | 250 | 500
201693001 | CONCORD | 95G1UH070BP12-* | 66000 | 95% | No | 100 | 200 | 0 | 0 | 100 | 200 | 250 | 500
201701019 | CONCORD | 92G1UH070BP12-* | 66000 | 92.1% | No | 100 | 200 | 0 | 0 | 100 | 200 | 250 | 500
201701021 | CONCORD | 92G1UH090CP12-* | 88000 | 92.1% | No | 100 | 200 | 0 | 0 | 100 | 200 | 250 | 500
201692985 | CONCORD | 95G1DF090CP20-* | 88000 | 95% | No | 100 | 200 | 0 | 0 | 100 | 200 | 250 | 500
201693005 | CONCORD | 95G1UH090CP12-* | 88000 | 95% | No | 100 | 200 | 0 | 0 | 100 | 200 | 250 | 500
201693009 | CONCORD | 95G1UH090CP16-* | 88000 | 95% | No | 100 | 200 | 0 | 0 | 100 | 200 | 250 | 500
201701025 | CONCORD | 92G1UH110CP16-* | 110000 | 92.1% | No | 100 | 200 | 0 | 0 | 100 | 200 | 250 | 500
201701027 | CONCORD | 92G1UH110CP20-* | 110000 | 92.1% | No | 100 | 200 | 0 | 0 | 100 | 200 | 250 | 500
201701037 | CONCORD | 92G1DF110CP20-* | 110000 | 92.1% | No | 100 | 200 | 0 | 0 | 100 | 200 | 250 | 500
201693017 | CONCORD | 95G1UH110CP16-* | 110000 | 95% | No | 100 | 200 | 0 | 0 | 100 | 200 | 250 | 500
201692989 | CONCORD | 95G1DF110CP20-* | 110000 | 95% | No | 100 | 200 | 0 | 0 | 100 | 200 | 250 | 500
201693013 | CONCORD | 95G1UH110CP20-* | 110000 | 95% | No | 100 | 200 | 0 | 0 | 100 | 200 | 250 | 500
201701029 | CONCORD | 92G1UH135DP20-* | 132000 | 92.1% | No | 100 | 200 | 0 | 0 | 100 | 200 | 250 | 500
201693021 | CONCORD | 95G1UH135DP20-* | 132000 | 95% | No | 100 | 200 | 0 | 0 | 100 | 200 | 250 | 500
204183659 | CONCORD | 92G1UH110CE16-* | 110000 | 92% | Yes | 100 | 200 | 100 | 200 | 200 | 400 | 250 | 500
204183649 | CONCORD | 92G1UH030BE12-* | 30000 | 92% | Yes | 100 | 200 | 100 | 200 | 200 | 400 | 250 | 500
204183655 | CONCORD | 92G1UH090CE12-* | 88000 | 92% | Yes | 100 | 200 | 100 | 200 | 200 | 400 | 250 | 500
204183651 | CONCORD | 92G1UH045BE12-* | 44000 | 92% | Yes | 100 | 200 | 100 | 200 | 200 | 400 | 250 | 500
204183663 | CONCORD | 92G1DF045BE12-* | 44000 | 92% | Yes | 100 | 200 | 100 | 200 | 200 | 400 | 250 | 500
204183657 | CONCORD | 92G1UH090CE16-* | 88000 | 92% | Yes | 100 | 200 | 100 | 200 | 200 | 400 | 250 | 500
204183667 | CONCORD | 92G1DF090CE16-* | 88000 | 92% | Yes | 100 | 200 | 100 | 200 | 200 | 400 | 250 | 500
204183653 | CONCORD | 92G1UH070BE12-* | 66000 | 92% | Yes | 100 | 200 | 100 | 200 | 200 | 400 | 250 | 500
204183665 | CONCORD | 92G1DF070BE12-* | 66000 | 92% | Yes | 100 | 200 | 100 | 200 | 200 | 400 | 250 | 500
204183661 | CONCORD | 92G1UH110CE20-* | 110000 | 92% | Yes | 100 | 200 | 100 | 200 | 200 | 400 | 250 | 500
201870470 | CONCORD | 95G1UH080CE16X-* | 80000 | 95% | Yes | 100 | 200 | 150 | 300 | 200 | 400 | 250 | 500
201707079 | CONCORD | 95G2DF045BE12* | 44000 | 95% | Yes | 100 | 200 | 150 | 300 | 200 | 400 | 250 | 500
201693081 | CONCORD | 95G1UH045BE12-* | 44000 | 95% | Yes | 100 | 200 | 150 | 300 | 200 | 400 | 250 | 500
201693083 | CONCORD | 95G1DF045BE12-* | 44000 | 95% | Yes | 100 | 200 | 150 | 300 | 200 | 400 | 250 | 500
201702148 | CONCORD | 95G2DF045BV12-* | 44000 | 95% | Yes | 100 | 200 | 150 | 300 | 200 | 400 | 250 | 500
201702158 | CONCORD | 95G2UH045BV12-* | 44000 | 95% | Yes | 100 | 200 | 150 | 300 | 200 | 400 | 250 | 500
201981482 | CONCORD | 95G1UH060BE12X-* | 60000 | 95% | Yes | 100 | 200 | 150 | 300 | 200 | 400 | 250 | 500
201707081 | CONCORD | 95G2DF070BE16* | 66000 | 95% | Yes | 100 | 200 | 150 | 300 | 200 | 400 | 250 | 500
201693087 | CONCORD | 95G1DF070BE16-* | 66000 | 95% | Yes | 100 | 200 | 150 | 300 | 200 | 400 | 250 | 500
201693097 | CONCORD | 95G1UH070BE12-* | 66000 | 95% | Yes | 100 | 200 | 150 | 300 | 200 | 400 | 250 | 500
201702138 | CONCORD | 95G2UH070BV12-* | 66000 | 95% | Yes | 100 | 200 | 150 | 300 | 200 | 400 | 250 | 500
201702150 | CONCORD | 95G2DF070BV16-* | 66000 | 95% | Yes | 100 | 200 | 150 | 300 | 200 | 400 | 250 | 500
201870466 | CONCORD | 95G1UH040BE12X-* | 40000 | 95% | Yes | 100 | 200 | 150 | 300 | 200 | 400 | 250 | 500
201693089 | CONCORD | 95G1DF090CE16-* | 88000 | 95% | Yes | 100 | 200 | 150 | 300 | 200 | 400 | 250 | 500
201693101 | CONCORD | 95G1UH090CE16-* | 88000 | 95% | Yes | 100 | 200 | 150 | 300 | 200 | 400 | 250 | 500
201702140 | CONCORD | 95G2UH090CV12-* | 88000 | 95% | Yes | 100 | 200 | 150 | 300 | 200 | 400 | 250 | 500
201702142 | CONCORD | 95G2UH090CV20-* | 88000 | 95% | Yes | 100 | 200 | 150 | 300 | 200 | 400 | 250 | 500
201702152 | CONCORD | 95G2DF090CV20-* | 88000 | 95% | Yes | 100 | 200 | 150 | 300 | 200 | 400 | 250 | 500
201870472 | CONCORD | 95G1UH100CE20X-* | 100000 | 95% | Yes | 100 | 200 | 150 | 300 | 200 | 400 | 250 | 500
201707085 | CONCORD | 95G2DF110CE20* | 110000 | 95% | Yes | 100 | 200 | 150 | 300 | 200 | 400 | 250 | 500
201693093 | CONCORD | 95G1DF110CE20-* | 110000 | 95% | Yes | 100 | 200 | 150 | 300 | 200 | 400 | 250 | 500
201693105 | CONCORD | 95G1UH110CE20-* | 110000 | 95% | Yes | 100 | 200 | 150 | 300 | 200 | 400 | 250 | 500
201702144 | CONCORD | 95G2UH110CV20-* | 110000 | 95% | Yes | 100 | 200 | 150 | 300 | 200 | 400 | 250 | 500
201702154 | CONCORD | 95G2DF110CV20-* | 110000 | 95% | Yes | 100 | 200 | 150 | 300 | 200 | 400 | 250 | 500
201707077 | CONCORD | 95G2UH135DE20* | 132000 | 95% | Yes | 100 | 200 | 150 | 300 | 200 | 400 | 250 | 500
201693109 | CONCORD | 95G1UH135DE20-* | 132000 | 95% | Yes | 100 | 200 | 150 | 300 | 200 | 400 | 250 | 500
201702146 | CONCORD | 95G2UH135DV20-* | 132000 | 95% | Yes | 100 | 200 | 150 | 300 | 200 | 400 | 250 | 500
201870450 | CONCORD | 96G1UH030E08-* | 30000 | 96.1% | Yes | 100 | 200 | 200 | 400 | 200 | 400 | 250 | 500
201986889 | CONCORD | 96G1UH030BE08-* | 30000 | 96.1% | Yes | 100 | 200 | 200 | 400 | 200 | 400 | 250 | 500
204388723 | CONCORD | 96G2UH045BV12-* | 44000 | 96% | Yes | 100 | 200 | 200 | 400 | 200 | 400 | 250 | 500
201870460 | CONCORD | 96G1DF045BE12-* | 44000 | 96.1% | Yes | 100 | 200 | 200 | 400 | 200 | 400 | 250 | 500
201870452 | CONCORD | 96G1UH045BE12-* | 44000 | 96.6% | Yes | 100 | 200 | 200 | 400 | 200 | 400 | 250 | 500
204388725 | CONCORD | 96G2UH070BV12-* | 66000 | 96% | Yes | 100 | 200 | 200 | 400 | 200 | 400 | 250 | 500
204388738 | CONCORD | 96G2DF070BV16-* | 66000 | 96% | Yes | 100 | 200 | 200 | 400 | 200 | 400 | 250 | 500
201870454 | CONCORD | 96G1UH070BE12-* | 66000 | 96.1% | Yes | 100 | 200 | 200 | 400 | 200 | 400 | 250 | 500
201870462 | CONCORD | 96G1DF070BE16-* | 66000 | 96.1% | Yes | 100 | 200 | 200 | 400 | 200 | 400 | 250 | 500
204388728 | CONCORD | 96G2UH090CV12-* | 88000 | 96% | Yes | 100 | 200 | 200 | 400 | 200 | 400 | 250 | 500
204388730 | CONCORD | 96G2UH090CV20-* | 88000 | 96% | Yes | 100 | 200 | 200 | 400 | 200 | 400 | 250 | 500
204388740 | CONCORD | 96G2DF090CV20-* | 88000 | 96% | Yes | 100 | 200 | 200 | 400 | 200 | 400 | 250 | 500
202158085 | CONCORD | 96G1DF090CE16-* | 88000 | 96.1% | Yes | 100 | 200 | 200 | 400 | 200 | 400 | 250 | 500
201870456 | CONCORD | 96G1UH090BE16-* | 88000 | 96.3% | Yes | 100 | 200 | 200 | 400 | 200 | 400 | 250 | 500
202158081 | CONCORD | 96G1UH090CE16-* | 88000 | 96.3% | Yes | 100 | 200 | 200 | 400 | 200 | 400 | 250 | 500
204388732 | CONCORD | 96G2UH110CV20-* | 110000 | 96% | Yes | 100 | 200 | 200 | 400 | 200 | 400 | 250 | 500
204388742 | CONCORD | 96G2DF110CV20-* | 110000 | 96% | Yes | 100 | 200 | 200 | 400 | 200 | 400 | 250 | 500
201870458 | CONCORD | 96G1UH110BE20-* | 110000 | 96.4% | Yes | 100 | 200 | 200 | 400 | 200 | 400 | 250 | 500
202158083 | CONCORD | 96G1UH110CE16-* | 110000 | 96.4% | Yes | 100 | 200 | 200 | 400 | 200 | 400 | 250 | 500
202160621 | CONCORD | 96G1UH110CE20-* | 110000 | 96.4% | Yes | 100 | 200 | 200 | 400 | 200 | 400 | 250 | 500
204388735 | CONCORD | 96G2UH135DV20-* | 132000 | 96% | Yes | 100 | 200 | 200 | 400 | 200 | 400 | 250 | 500
209191319 | CONCORD | 96G2UH070BE12-* | 66000 | 96% | Yes | 100 | 200 | 200 | 400 | 200 | 400 | 250 | 500
209191321 | CONCORD | 96G2UH090CE16-* | 88000 | 96% | Yes | 100 | 200 | 200 | 400 | 200 | 400 | 250 | 500
209191323 | CONCORD | 96G2UH110CE20-* | 110000 | 96% | Yes | 100 | 200 | 200 | 400 | 200 | 400 | 250 | 500
209240189 | CONCORD | 96G2UH030BE08-* | 30000 | 96% | Yes | 100 | 200 | 200 | 400 | 200 | 400 | 250 | 500
213683779 | CONCORD | 97G2UH090CV12-** | 88000 | 97% | Yes | 100 | 200 | 200 | 400 | 200 | 400 | 250 | 500
213683781 | CONCORD | 97G2UH090CV20-** | 88000 | 97% | Yes | 100 | 200 | 200 | 400 | 200 | 400 | 250 | 500
213683783 | CONCORD | 97G2UH110CV20-** | 110000 | 97% | Yes | 100 | 200 | 200 | 400 | 200 | 400 | 250 | 500
213683785 | CONCORD | 97G2UH135DV20-** | 132000 | 97% | Yes | 100 | 200 | 200 | 400 | 200 | 400 | 250 | 500
213683787 | CONCORD | 97G2DF070BV16-** | 66000 | 97% | Yes | 100 | 200 | 200 | 400 | 200 | 400 | 250 | 500
213683789 | CONCORD | 97G2DF090CV20-** | 88000 | 97% | Yes | 100 | 200 | 200 | 400 | 200 | 400 | 250 | 500
213683791 | CONCORD | 97G2DF110CV20-** | 110000 | 97% | Yes | 100 | 200 | 200 | 400 | 200 | 400 | 250 | 500
213683775 | CONCORD | 97G2UH045BV12-** | 44000 | 97% | Yes | 100 | 200 | 200 | 400 | 200 | 400 | 250 | 500
213683777 | CONCORD | 97G2UH070BV12-** | 66000 | 97% | Yes | 100 | 200 | 200 | 400 | 200 | 400 | 250 | 500
209191304 | CONCORD | 96G2DF045BE12-* | 44000 | 96% | Yes | 100 | 200 | 200 | 400 | 200 | 400 | 250 | 500
209191306 | CONCORD | 96G2DF070BE16-* | 66000 | 96% | Yes | 100 | 200 | 200 | 400 | 200 | 400 | 250 | 500
209191308 | CONCORD | 96G2DF090CE16-* | 88000 | 96% | Yes | 100 | 200 | 200 | 400 | 200 | 400 | 250 | 500
209191310 | CONCORD | 96G2DF110CE20-* | 110000 | 96% | Yes | 100 | 200 | 200 | 400 | 200 | 400 | 250 | 500
209191312 | CONCORD | 96G1DF110CE20-* | 110000 | 96% | Yes | 100 | 200 | 200 | 400 | 200 | 400 | 250 | 500
209191314 | CONCORD | 96G1UH135DE20-* | 132000 | 96% | Yes | 100 | 200 | 200 | 400 | 200 | 400 | 250 | 500
209191316 | CONCORD | 96G2UH045BE12-* | 44000 | 96% | Yes | 100 | 200 | 200 | 400 | 200 | 400 | 250 | 500
213433328 | CONCORD | 97G2UH110C20-** | 110000 | 97% | Yes | 100 | 200 | 200 | 400 | 200 | 400 | 250 | 500
213499804 | CONCORD | 97G2UH030BE08-** | 30000 | 97% | Yes | 100 | 200 | 200 | 400 | 200 | 400 | 250 | 500
213499806 | CONCORD | 97G2UH110CE20-** | 110000 | 97% | Yes | 100 | 200 | 200 | 400 | 200 | 400 | 250 | 500
213614262 | CONCORD | 96G1DF110CE20-* | 110000 | 96.1% | Yes | 100 | 200 | 200 | 400 | 200 | 400 | 250 | 500
213433313 | CONCORD | 97G2DF045BE12-** | 44000 | 97% | Yes | 100 | 200 | 200 | 400 | 200 | 400 | 250 | 500
213433315 | CONCORD | 97G2DF070BE16-** | 66000 | 97% | Yes | 100 | 200 | 200 | 400 | 200 | 400 | 250 | 500
213433317 | CONCORD | 97G2DF090CE16-** | 88000 | 97% | Yes | 100 | 200 | 200 | 400 | 200 | 400 | 250 | 500
213433319 | CONCORD | 97G2DF110CE20-** | 110000 | 97% | Yes | 100 | 200 | 200 | 400 | 200 | 400 | 250 | 500
213433322 | CONCORD | 97G2UH045BE12-** | 44000 | 97% | Yes | 100 | 200 | 200 | 400 | 200 | 400 | 250 | 500
213433324 | CONCORD | 97G2UH070BE12-** | 66000 | 97% | Yes | 100 | 200 | 200 | 400 | 200 | 400 | 250 | 500
213433326 | CONCORD | 97G2UH090CE16-** | 88000 | 97% | Yes | 100 | 200 | 200 | 400 | 200 | 400 | 250 | 500
211065536 | CONDO PACK | P-C15A-F12A-A | 15000 | 96.8% | Yes | 100 | 200 | 200 | 400 | 200 | 400 | 250 | 500
211065537 | CONDO PACK | P-C15A-F18A-A | 15000 | 96.8% | Yes | 100 | 200 | 200 | 400 | 200 | 400 | 250 | 500
211065538 | CONDO PACK | P-C15A-F24A-A | 15000 | 96.8% | Yes | 100 | 200 | 200 | 400 | 200 | 400 | 250 | 500
211065539 | CONDO PACK | P-C30A-F12A-A | 30000 | 93% | Yes | 100 | 200 | 100 | 200 | 200 | 400 | 250 | 500
211065540 | CONDO PACK | P-C30A-F18A-A | 30000 | 93% | Yes | 100 | 200 | 100 | 200 | 200 | 400 | 250 | 500
211065541 | CONDO PACK | P-C30A-F24A-A | 30000 | 93% | Yes | 100 | 200 | 100 | 200 | 200 | 400 | 250 | 500
205708022 | CONDO PACK | P-C30A-T18A-A | 30000 | 93% | Yes | 100 | 200 | 100 | 200 | 200 | 400 | 250 | 500
5581919 | CONFORTO | KLC-V1-*073-03* | 77000 | 96.3% | Yes | 100 | 200 | 200 | 400 | 200 | 400 | 250 | 500
5581920 | CONFORTO | KLC-E1-*073-03* | 77000 | 96.3% | Yes | 100 | 200 | 200 | 400 | 200 | 400 | 250 | 500
5581910 | CONFORTO | KLC-E1-*088-03* | 91000 | 96.7% | Yes | 100 | 200 | 200 | 400 | 200 | 400 | 250 | 500
5581918 | CONFORTO | KLC-V1-*088-03* | 91000 | 96% | Yes | 100 | 200 | 200 | 400 | 200 | 400 | 250 | 500
5732681 | CONTINENTAL | CBM040S3A | 40000 | 92.1% | No | 100 | 200 | 0 | 0 | 100 | 200 | 250 | 500
5732684 | CONTINENTAL | CBM080S3A | 80000 | 92.1% | No | 100 | 200 | 0 | 0 | 100 | 200 | 250 | 500
5732682 | CONTINENTAL | CBM060S2A | 60000 | 92.1% | No | 100 | 200 | 0 | 0 | 100 | 200 | 250 | 500
5732683 | CONTINENTAL | CBM060S3A | 60000 | 92.1% | No | 100 | 200 | 0 | 0 | 100 | 200 | 250 | 500
204540516 | CONTINENTAL | WPX030S2AA-C | 30000 | 95% | Yes | 100 | 200 | 150 | 300 | 200 | 400 | 250 | 500
7174378 | CONTINENTAL | CPX030S2B | 30000 | 95% | Yes | 100 | 200 | 150 | 300 | 200 | 400 | 250 | 500
7170819 | CONTINENTAL | CPX080S3B | 80000 | 95% | Yes | 100 | 200 | 150 | 300 | 200 | 400 | 250 | 500
204038642 | CONTINENTAL | WPX080S3AA-C | 80000 | 95% | Yes | 100 | 200 | 150 | 300 | 200 | 400 | 250 | 500
7174379 | CONTINENTAL | CPX040S2B | 40000 | 95% | Yes | 100 | 200 | 150 | 300 | 200 | 400 | 250 | 500
204038638 | CONTINENTAL | WPX040S2AA-C | 40000 | 95% | Yes | 100 | 200 | 150 | 300 | 200 | 400 | 250 | 500
9118512 | CONTINENTAL | CEV060T3A | 58000 | 95% | Yes | 100 | 200 | 150 | 300 | 200 | 400 | 250 | 500
9118506 | CONTINENTAL | CEV080T3A | 77000 | 95% | Yes | 100 | 200 | 150 | 300 | 200 | 400 | 250 | 500
9850381 | CONTINENTAL | CEV080T4A | 77000 | 95% | Yes | 100 | 200 | 150 | 300 | 200 | 400 | 250 | 500
9118509 | CONTINENTAL | CEV040T2A | 40000 | 95% | Yes | 100 | 200 | 150 | 300 | 200 | 400 | 250 | 500
204540518 | CONTINENTAL | WPX100S5BA-C | 100000 | 95% | Yes | 100 | 200 | 150 | 300 | 200 | 400 | 250 | 500
7170821 | CONTINENTAL | CPX100S5B | 100000 | 95% | Yes | 100 | 200 | 150 | 300 | 200 | 400 | 250 | 500
9850383 | CONTINENTAL | CEV100T5A | 100000 | 95% | Yes | 100 | 200 | 150 | 300 | 200 | 400 | 250 | 500
7170822 | CONTINENTAL | CPX120S5B | 120000 | 95% | Yes | 100 | 200 | 150 | 300 | 200 | 400 | 250 | 500
9850385 | CONTINENTAL | CEV120T5A | 120000 | 95% | Yes | 100 | 200 | 150 | 300 | 200 | 400 | 250 | 500
7170818 | CONTINENTAL | CPX060S3B | 60000 | 95% | Yes | 100 | 200 | 150 | 300 | 200 | 400 | 250 | 500
204038640 | CONTINENTAL | WPX060S3AA-C | 60000 | 95% | Yes | 100 | 200 | 150 | 300 | 200 | 400 | 250 | 500
8624431 | CONTINENTAL | CSX040T2B | 40000 | 96% | Yes | 100 | 200 | 200 | 400 | 200 | 400 | 250 | 500
203300138 | CONTINENTAL | WSX040T2AA-C | 40000 | 96% | Yes | 100 | 200 | 200 | 400 | 200 | 400 | 250 | 500
204470465 | CONTINENTAL | WPV040T2AA-C | 40000 | 96% | Yes | 100 | 200 | 200 | 400 | 200 | 400 | 250 | 500
7170812 | CONTINENTAL | CPV040T2B | 40000 | 96% | Yes | 100 | 200 | 200 | 400 | 200 | 400 | 250 | 500
205417822 | CONTINENTAL | WSX040T2AA-EC | 40000 | 96% | Yes | 100 | 200 | 200 | 400 | 200 | 400 | 250 | 500
7170824 | CONTINENTAL | CTV060T3B | 60000 | 97% | Yes | 100 | 200 | 200 | 400 | 200 | 400 | 250 | 500
204038626 | CONTINENTAL | WUV060T3AA-C | 60000 | 97% | Yes | 100 | 200 | 200 | 400 | 200 | 400 | 250 | 500
204470471 | CONTINENTAL | WUV040T2AA-C | 40000 | 97% | Yes | 100 | 200 | 200 | 400 | 200 | 400 | 250 | 500
7170823 | CONTINENTAL | CTV040T2B | 40000 | 97% | Yes | 100 | 200 | 200 | 400 | 200 | 400 | 250 | 500
204470473 | CONTINENTAL | WUV080T4BA-C | 80000 | 97% | Yes | 100 | 200 | 200 | 400 | 200 | 400 | 250 | 500
7170825 | CONTINENTAL | CTV080T3B | 80000 | 97% | Yes | 100 | 200 | 200 | 400 | 200 | 400 | 250 | 500
7170826 | CONTINENTAL | CTV080T4B | 80000 | 97% | Yes | 100 | 200 | 200 | 400 | 200 | 400 | 250 | 500
204038628 | CONTINENTAL | WUV080T3AA-C | 80000 | 97% | Yes | 100 | 200 | 200 | 400 | 200 | 400 | 250 | 500
8624435 | CONTINENTAL | CSX080T3B | 80000 | 96% | Yes | 100 | 200 | 200 | 400 | 200 | 400 | 250 | 500
8624436 | CONTINENTAL | CSX080T4B | 80000 | 96% | Yes | 100 | 200 | 200 | 400 | 200 | 400 | 250 | 500
203300140 | CONTINENTAL | WSX080T3AA-C | 80000 | 96% | Yes | 100 | 200 | 200 | 400 | 200 | 400 | 250 | 500
204470467 | CONTINENTAL | WPV080T4BA-C | 80000 | 96% | Yes | 100 | 200 | 200 | 400 | 200 | 400 | 250 | 500
7170814 | CONTINENTAL | CPV080T3B | 80000 | 96% | Yes | 100 | 200 | 200 | 400 | 200 | 400 | 250 | 500
7170815 | CONTINENTAL | CPV080T4B | 80000 | 96% | Yes | 100 | 200 | 200 | 400 | 200 | 400 | 250 | 500
204038634 | CONTINENTAL | WPV080T3AA-C | 80000 | 96% | Yes | 100 | 200 | 200 | 400 | 200 | 400 | 250 | 500
205417824 | CONTINENTAL | WSX080T3AA-EC | 80000 | 96% | Yes | 100 | 200 | 200 | 400 | 200 | 400 | 250 | 500
8624433 | CONTINENTAL | CSX060T3B | 60000 | 96% | Yes | 100 | 200 | 200 | 400 | 200 | 400 | 250 | 500
203300139 | CONTINENTAL | WSX060T3AA-C | 60000 | 96% | Yes | 100 | 200 | 200 | 400 | 200 | 400 | 250 | 500
7170813 | CONTINENTAL | CPV060T3B | 60000 | 96% | Yes | 100 | 200 | 200 | 400 | 200 | 400 | 250 | 500
204038632 | CONTINENTAL | WPV060T3AA-C | 60000 | 96% | Yes | 100 | 200 | 200 | 400 | 200 | 400 | 250 | 500
205417823 | CONTINENTAL | WSX060T3AA-EC | 60000 | 96% | Yes | 100 | 200 | 200 | 400 | 200 | 400 | 250 | 500
7170827 | CONTINENTAL | CTV100T5B | 100000 | 97% | Yes | 100 | 200 | 200 | 400 | 200 | 400 | 250 | 500
204038630 | CONTINENTAL | WUV100T5BA-C | 100000 | 97% | Yes | 100 | 200 | 200 | 400 | 200 | 400 | 250 | 500
8624439 | CONTINENTAL | CSX100T5B | 100000 | 96% | Yes | 100 | 200 | 200 | 400 | 200 | 400 | 250 | 500
7170816 | CONTINENTAL | CPV100T5B | 100000 | 96% | Yes | 100 | 200 | 200 | 400 | 200 | 400 | 250 | 500
204038636 | CONTINENTAL | WPV100T5BA-C | 100000 | 96% | Yes | 100 | 200 | 200 | 400 | 200 | 400 | 250 | 500
204470475 | CONTINENTAL | WUV120T5BA-C | 120000 | 97% | Yes | 100 | 200 | 200 | 400 | 200 | 400 | 250 | 500
7170828 | CONTINENTAL | CTV120T5B | 120000 | 97% | Yes | 100 | 200 | 200 | 400 | 200 | 400 | 250 | 500
8624440 | CONTINENTAL | CSX120T5B | 120000 | 96% | Yes | 100 | 200 | 200 | 400 | 200 | 400 | 250 | 500
204470469 | CONTINENTAL | WPV120T5BA-C | 120000 | 96% | Yes | 100 | 200 | 200 | 400 | 200 | 400 | 250 | 500
7170817 | CONTINENTAL | CPV120T5B | 120000 | 96% | Yes | 100 | 200 | 200 | 400 | 200 | 400 | 250 | 500
207436306 | CONTINENTAL | WPV035T2AA-C | 35000 | 96% | Yes | 100 | 200 | 200 | 400 | 200 | 400 | 250 | 500
207436307 | CONTINENTAL | WPV050T3AA-C | 53000 | 96% | Yes | 100 | 200 | 200 | 400 | 200 | 400 | 250 | 500
207436309 | CONTINENTAL | WPV070T3AA-C | 70000 | 96% | Yes | 100 | 200 | 200 | 400 | 200 | 400 | 250 | 500
207436310 | CONTINENTAL | WPV070T4BA-C | 70000 | 96% | Yes | 100 | 200 | 200 | 400 | 200 | 400 | 250 | 500
207436311 | CONTINENTAL | WPV090T5BA-C | 88000 | 96% | Yes | 100 | 200 | 200 | 400 | 200 | 400 | 250 | 500
207436312 | CONTINENTAL | WPV105T5BA-C | 105000 | 96% | Yes | 100 | 200 | 200 | 400 | 200 | 400 | 250 | 500
207436320 | CONTINENTAL | WUV035T2AA-C | 35000 | 97% | Yes | 100 | 200 | 200 | 400 | 200 | 400 | 250 | 500
207727168 | CONTINENTAL | WSX040T2AB-C | 40000 | 96% | Yes | 100 | 200 | 200 | 400 | 200 | 400 | 250 | 500
207727170 | CONTINENTAL | WSX060T3AB-C | 60000 | 96% | Yes | 100 | 200 | 200 | 400 | 200 | 400 | 250 | 500
207727172 | CONTINENTAL | WSX080T3AB-C | 80000 | 96% | Yes | 100 | 200 | 200 | 400 | 200 | 400 | 250 | 500
207436321 | CONTINENTAL | WUV050T3AA-C | 53000 | 97% | Yes | 100 | 200 | 200 | 400 | 200 | 400 | 250 | 500
207436322 | CONTINENTAL | WUV070T3AA-C | 70000 | 97% | Yes | 100 | 200 | 200 | 400 | 200 | 400 | 250 | 500
207436323 | CONTINENTAL | WUV070T4BA-C | 70000 | 97% | Yes | 100 | 200 | 200 | 400 | 200 | 400 | 250 | 500
207436324 | CONTINENTAL | WUV090T5BA-C | 88000 | 97% | Yes | 100 | 200 | 200 | 400 | 200 | 400 | 250 | 500
207436325 | CONTINENTAL | WUV105T5BA-C | 105000 | 97% | Yes | 100 | 200 | 200 | 400 | 200 | 400 | 250 | 500
7368105 | DAIKIN | DM92SS0402BN | 40000 | 92.1% | No | 100 | 200 | 0 | 0 | 100 | 200 | 250 | 500
7368117 | DAIKIN | DC92SS0402BN | 40000 | 92.1% | No | 100 | 200 | 0 | 0 | 100 | 200 | 250 | 500
7368368 | DAIKIN | DM96HS0402BN | 40000 | 96.1% | No | 100 | 200 | 0 | 0 | 100 | 200 | 250 | 500
7368379 | DAIKIN | DC96HS0402BN | 40000 | 96.1% | No | 100 | 200 | 0 | 0 | 100 | 200 | 250 | 500
10515339 | DAIKIN | DM96HS0403AN | 40000 | 96.1% | No | 100 | 200 | 0 | 0 | 100 | 200 | 250 | 500
7368107 | DAIKIN | DM92SS0803BN | 80000 | 92.1% | No | 100 | 200 | 0 | 0 | 100 | 200 | 250 | 500
7368109 | DAIKIN | DM92SS0805CN | 80000 | 92.1% | No | 100 | 200 | 0 | 0 | 100 | 200 | 250 | 500
7368119 | DAIKIN | DC92SS0804CN | 80000 | 92.1% | No | 100 | 200 | 0 | 0 | 100 | 200 | 250 | 500
7368106 | DAIKIN | DM92SS0603BN | 60000 | 92.1% | No | 100 | 200 | 0 | 0 | 100 | 200 | 250 | 500
7368118 | DAIKIN | DC92SS0603BN | 60000 | 92.1% | No | 100 | 200 | 0 | 0 | 100 | 200 | 250 | 500
7368370 | DAIKIN | DM96HS0603BN | 60000 | 96.1% | No | 100 | 200 | 0 | 0 | 100 | 200 | 250 | 500
7368380 | DAIKIN | DC96HS0603BN | 60000 | 96.1% | No | 100 | 200 | 0 | 0 | 100 | 200 | 250 | 500
7368108 | DAIKIN | DM92SS0804CN | 80000 | 92.1% | No | 100 | 200 | 0 | 0 | 100 | 200 | 250 | 500
7368112 | DAIKIN | DM92SS1205DN | 120000 | 92.1% | No | 100 | 200 | 0 | 0 | 100 | 200 | 250 | 500
10515340 | DAIKIN | DM92SS0403AN | 40000 | 92% | No | 100 | 200 | 0 | 0 | 100 | 200 | 250 | 500
7368371 | DAIKIN | DM96HS0803BN | 80000 | 96.1% | No | 100 | 200 | 0 | 0 | 100 | 200 | 250 | 500
7368373 | DAIKIN | DM96HS0804CN | 80000 | 96.1% | No | 100 | 200 | 0 | 0 | 100 | 200 | 250 | 500
7368374 | DAIKIN | DM96HS0805CN | 80000 | 96.1% | No | 100 | 200 | 0 | 0 | 100 | 200 | 250 | 500
7368381 | DAIKIN | DC96HS0804CN | 80000 | 96.1% | No | 100 | 200 | 0 | 0 | 100 | 200 | 250 | 500
7368110 | DAIKIN | DM92SS1004CN | 100000 | 92.1% | No | 100 | 200 | 0 | 0 | 100 | 200 | 250 | 500
7368111 | DAIKIN | DM92SS1005CN | 100000 | 92.1% | No | 100 | 200 | 0 | 0 | 100 | 200 | 250 | 500
7368120 | DAIKIN | DC92SS1005CN | 100000 | 92.1% | No | 100 | 200 | 0 | 0 | 100 | 200 | 250 | 500
7368383 | DAIKIN | DC96HS1005CN | 100000 | 95% | No | 100 | 200 | 0 | 0 | 100 | 200 | 250 | 500
7368376 | DAIKIN | DM96HS1005CN | 100000 | 96.1% | No | 100 | 200 | 0 | 0 | 100 | 200 | 250 | 500
7368384 | DAIKIN | DC96HS1205DN | 120000 | 95% | No | 100 | 200 | 0 | 0 | 100 | 200 | 250 | 500
7368377 | DAIKIN | DM96HS1205DN | 120000 | 96.1% | No | 100 | 200 | 0 | 0 | 100 | 200 | 250 | 500
203400978 | DAIKIN | DM92SE0403AN | 40000 | 92.1% | Yes | 100 | 200 | 100 | 200 | 200 | 400 | 250 | 500
204005795 | DAIKIN | DM92SE0603BN | 60000 | 92.1% | Yes | 100 | 200 | 100 | 200 | 200 | 400 | 250 | 500
203400971 | DAIKIN | DM92SE0803BN | 80000 | 92.1% | Yes | 100 | 200 | 100 | 200 | 200 | 400 | 250 | 500
203400972 | DAIKIN | DM92SE0804CN | 80000 | 92.1% | Yes | 100 | 200 | 100 | 200 | 200 | 400 | 250 | 500
203400973 | DAIKIN | DM92SE0805CN | 80000 | 92.1% | Yes | 100 | 200 | 100 | 200 | 200 | 400 | 250 | 500
203400974 | DAIKIN | DM92SE1004CN | 100000 | 92.1% | Yes | 100 | 200 | 100 | 200 | 200 | 400 | 250 | 500
203400976 | DAIKIN | DM92SE1205DN | 120000 | 92.1% | Yes | 100 | 200 | 100 | 200 | 200 | 400 | 250 | 500
203400975 | DAIKIN | DM92SE1005CN | 100000 | 92.1% | Yes | 100 | 200 | 100 | 200 | 200 | 400 | 250 | 500
207349279 | DAIKIN | DM92SN0403AN | 40000 | 92% | Yes | 100 | 200 | 100 | 200 | 200 | 400 | 250 | 500
207349280 | DAIKIN | DM92SN0603BN | 60000 | 92% | Yes | 100 | 200 | 100 | 200 | 200 | 400 | 250 | 500
207349281 | DAIKIN | DM92SN0803BN | 80000 | 92% | Yes | 100 | 200 | 100 | 200 | 200 | 400 | 250 | 500
207349282 | DAIKIN | DM92SN0804CN | 80000 | 92% | Yes | 100 | 200 | 100 | 200 | 200 | 400 | 250 | 500
207349283 | DAIKIN | DM92SN0805CN | 80000 | 92% | Yes | 100 | 200 | 100 | 200 | 200 | 400 | 250 | 500
207349284 | DAIKIN | DM92SN1004CN | 100000 | 92% | Yes | 100 | 200 | 100 | 200 | 200 | 400 | 250 | 500
207349285 | DAIKIN | DM92SN1005CN | 100000 | 92% | Yes | 100 | 200 | 100 | 200 | 200 | 400 | 250 | 500
207349286 | DAIKIN | DM92SN1205DN | 120000 | 92% | Yes | 100 | 200 | 100 | 200 | 200 | 400 | 250 | 500
203401013 | DAIKIN | DC96SE1005CN | 100000 | 95% | Yes | 100 | 200 | 150 | 300 | 200 | 400 | 250 | 500
203401014 | DAIKIN | DC96SE1205DN | 120000 | 95% | Yes | 100 | 200 | 150 | 300 | 200 | 400 | 250 | 500
207349335 | DAIKIN | DC96SN1005CN | 100000 | 95% | Yes | 100 | 200 | 150 | 300 | 200 | 400 | 250 | 500
7610858 | DAIKIN | DM96VE0302BN | 30000 | 96.1% | Yes | 100 | 200 | 200 | 400 | 200 | 400 | 250 | 500
10515336 | DAIKIN | DM96VE0303AN | 30000 | 96.1% | Yes | 100 | 200 | 200 | 400 | 200 | 400 | 250 | 500
203401003 | DAIKIN | DM96SE0403AN | 40000 | 96.1% | Yes | 100 | 200 | 200 | 400 | 200 | 400 | 250 | 500
203401010 | DAIKIN | DC96SE0403BN | 40000 | 96.1% | Yes | 100 | 200 | 200 | 400 | 200 | 400 | 250 | 500
7368881 | DAIKIN | DM96VC0403BN | 40000 | 96.1% | Yes | 100 | 200 | 200 | 400 | 200 | 400 | 250 | 500
7368887 | DAIKIN | DC96VC0403BN | 40000 | 96.1% | Yes | 100 | 200 | 200 | 400 | 200 | 400 | 250 | 500
7423791 | DAIKIN | DM96VE0402BN | 40000 | 96.1% | Yes | 100 | 200 | 200 | 400 | 200 | 400 | 250 | 500
205246399 | DAIKIN | DM96SE0403BU | 40000 | 96.1% | Yes | 100 | 200 | 200 | 400 | 200 | 400 | 250 | 500
10515337 | DAIKIN | DM96VE0403AN | 40000 | 96.1% | Yes | 100 | 200 | 200 | 400 | 200 | 400 | 250 | 500
10333723 | DAIKIN | DC96VE0403BN | 40000 | 96.1% | Yes | 100 | 200 | 200 | 400 | 200 | 400 | 250 | 500
7424274 | DAIKIN | DM97MC0803BN | 80000 | 97% | Yes | 100 | 200 | 200 | 400 | 200 | 400 | 250 | 500
7424279 | DAIKIN | DC97MC0803BN | 80000 | 97% | Yes | 100 | 200 | 200 | 400 | 200 | 400 | 250 | 500
7424280 | DAIKIN | DC97MC0804CN | 80000 | 97% | Yes | 100 | 200 | 200 | 400 | 200 | 400 | 250 | 500
7424275 | DAIKIN | DM97MC0804CN | 80000 | 98% | Yes | 100 | 200 | 200 | 400 | 200 | 400 | 250 | 500
9101246 | DAIKIN | DM96VE0804CN | 80000 | 96.1% | Yes | 100 | 200 | 200 | 400 | 200 | 400 | 250 | 500
203401005 | DAIKIN | DM96SE0803BN | 80000 | 96.1% | Yes | 100 | 200 | 200 | 400 | 200 | 400 | 250 | 500
203401006 | DAIKIN | DM96SE0804CN | 80000 | 96.1% | Yes | 100 | 200 | 200 | 400 | 200 | 400 | 250 | 500
203401007 | DAIKIN | DM96SE0805CN | 80000 | 96.1% | Yes | 100 | 200 | 200 | 400 | 200 | 400 | 250 | 500
203401012 | DAIKIN | DC96SE0804CN | 80000 | 96.1% | Yes | 100 | 200 | 200 | 400 | 200 | 400 | 250 | 500
7368883 | DAIKIN | DM96VC0803BN | 80000 | 96.1% | Yes | 100 | 200 | 200 | 400 | 200 | 400 | 250 | 500
7368884 | DAIKIN | DM96VC0804CN | 80000 | 96.1% | Yes | 100 | 200 | 200 | 400 | 200 | 400 | 250 | 500
203503515 | DAIKIN | DM96SE0805CU | 80000 | 96.1% | Yes | 100 | 200 | 200 | 400 | 200 | 400 | 250 | 500
7368889 | DAIKIN | DC96VC0804CN | 80000 | 96.1% | Yes | 100 | 200 | 200 | 400 | 200 | 400 | 250 | 500
7423793 | DAIKIN | DM96VE0803BN | 80000 | 96.1% | Yes | 100 | 200 | 200 | 400 | 200 | 400 | 250 | 500
10333725 | DAIKIN | DC96VE0803BN | 80000 | 96.1% | Yes | 100 | 200 | 200 | 400 | 200 | 400 | 250 | 500
203401004 | DAIKIN | DM96SE0603BN | 60000 | 96.1% | Yes | 100 | 200 | 200 | 400 | 200 | 400 | 250 | 500
203401011 | DAIKIN | DC96SE0603BN | 60000 | 96.1% | Yes | 100 | 200 | 200 | 400 | 200 | 400 | 250 | 500
7368882 | DAIKIN | DM96VC0603BN | 60000 | 96.1% | Yes | 100 | 200 | 200 | 400 | 200 | 400 | 250 | 500
7368888 | DAIKIN | DC96VC0603BN | 60000 | 96.1% | Yes | 100 | 200 | 200 | 400 | 200 | 400 | 250 | 500
7423792 | DAIKIN | DM96VE0603BN | 60000 | 96.1% | Yes | 100 | 200 | 200 | 400 | 200 | 400 | 250 | 500
10515338 | DAIKIN | DM96VE0603AN | 60000 | 96.1% | Yes | 100 | 200 | 200 | 400 | 200 | 400 | 250 | 500
10333724 | DAIKIN | DC96VE0603BN | 60000 | 96.1% | Yes | 100 | 200 | 200 | 400 | 200 | 400 | 250 | 500
204271661 | DAIKIN | DM96SE0603BU | 60000 | 96.1% | Yes | 100 | 200 | 200 | 400 | 200 | 400 | 250 | 500
7424276 | DAIKIN | DM97MC1005CN | 100000 | 97% | Yes | 100 | 200 | 200 | 400 | 200 | 400 | 250 | 500
7424281 | DAIKIN | DC97MC1005CN | 100000 | 97% | Yes | 100 | 200 | 200 | 400 | 200 | 400 | 250 | 500
9101247 | DAIKIN | DM96VE1005CN | 100000 | 96.1% | Yes | 100 | 200 | 200 | 400 | 200 | 400 | 250 | 500
203401008 | DAIKIN | DM96SE1005CN | 100000 | 96.1% | Yes | 100 | 200 | 200 | 400 | 200 | 400 | 250 | 500
7368885 | DAIKIN | DM96VC1005CN | 100000 | 96.1% | Yes | 100 | 200 | 200 | 400 | 200 | 400 | 250 | 500
7368890 | DAIKIN | DC96VC1005CN | 100000 | 96.1% | Yes | 100 | 200 | 200 | 400 | 200 | 400 | 250 | 500
7423794 | DAIKIN | DM96VE1004CN | 100000 | 96.1% | Yes | 100 | 200 | 200 | 400 | 200 | 400 | 250 | 500
10333726 | DAIKIN | DC96VE1005CN | 100000 | 96.1% | Yes | 100 | 200 | 200 | 400 | 200 | 400 | 250 | 500
204269447 | DAIKIN | DM96VC1005DN** | 100000 | 96.1% | Yes | 100 | 200 | 200 | 400 | 200 | 400 | 250 | 500
7424278 | DAIKIN | DC97MC0603BN | 60000 | 97% | Yes | 100 | 200 | 200 | 400 | 200 | 400 | 250 | 500
7424273 | DAIKIN | DM97MC0603BN | 60000 | 98% | Yes | 100 | 200 | 200 | 400 | 200 | 400 | 250 | 500
7424277 | DAIKIN | DM97MC1205DN | 120000 | 97% | Yes | 100 | 200 | 200 | 400 | 200 | 400 | 250 | 500
203401009 | DAIKIN | DM96SE1205DN | 120000 | 96.1% | Yes | 100 | 200 | 200 | 400 | 200 | 400 | 250 | 500
7368886 | DAIKIN | DM96VC1205DN | 120000 | 96.1% | Yes | 100 | 200 | 200 | 400 | 200 | 400 | 250 | 500
7368891 | DAIKIN | DC96VC1205DN | 120000 | 96.1% | Yes | 100 | 200 | 200 | 400 | 200 | 400 | 250 | 500
7423795 | DAIKIN | DM96VE1205DN | 120000 | 96.1% | Yes | 100 | 200 | 200 | 400 | 200 | 400 | 250 | 500
207349317 | DAIKIN | DM96TN0303AN | 30000 | 96.1% | Yes | 100 | 200 | 200 | 400 | 200 | 400 | 250 | 500
207349318 | DAIKIN | DM96TN0403AN | 40000 | 96.1% | Yes | 100 | 200 | 200 | 400 | 200 | 400 | 250 | 500
207349319 | DAIKIN | DM96TN0603AN | 60000 | 96.1% | Yes | 100 | 200 | 200 | 400 | 200 | 400 | 250 | 500
207349320 | DAIKIN | DM96TN0603BN | 60000 | 96.1% | Yes | 100 | 200 | 200 | 400 | 200 | 400 | 250 | 500
207349321 | DAIKIN | DM96TN0803BN | 80000 | 96.1% | Yes | 100 | 200 | 200 | 400 | 200 | 400 | 250 | 500
207349322 | DAIKIN | DM96TN0804CN | 80000 | 96.1% | Yes | 100 | 200 | 200 | 400 | 200 | 400 | 250 | 500
207349323 | DAIKIN | DM96TN1004CN | 100000 | 96.1% | Yes | 100 | 200 | 200 | 400 | 200 | 400 | 250 | 500
207349324 | DAIKIN | DM96TN1005CN | 100000 | 96.1% | Yes | 100 | 200 | 200 | 400 | 200 | 400 | 250 | 500
207349325 | DAIKIN | DM96TN1205DN | 120000 | 96.1% | Yes | 100 | 200 | 200 | 400 | 200 | 400 | 250 | 500
207349313 | DAIKIN | DC96TN0403BN | 40000 | 96.1% | Yes | 100 | 200 | 200 | 400 | 200 | 400 | 250 | 500
207349314 | DAIKIN | DC96TN0603BN | 60000 | 96.1% | Yes | 100 | 200 | 200 | 400 | 200 | 400 | 250 | 500
207349315 | DAIKIN | DC96TN0803BN | 80000 | 96.1% | Yes | 100 | 200 | 200 | 400 | 200 | 400 | 250 | 500
207349316 | DAIKIN | DC96TN1005CN | 100000 | 96.1% | Yes | 100 | 200 | 200 | 400 | 200 | 400 | 250 | 500
207349337 | DAIKIN | DM96SN0403AN | 40000 | 96.1% | Yes | 100 | 200 | 200 | 400 | 200 | 400 | 250 | 500
207349338 | DAIKIN | DM96SN0603BN | 60000 | 96.1% | Yes | 100 | 200 | 200 | 400 | 200 | 400 | 250 | 500
207349339 | DAIKIN | DM96SN0803BN | 80000 | 96.1% | Yes | 100 | 200 | 200 | 400 | 200 | 400 | 250 | 500
207349340 | DAIKIN | DM96SN0804CN | 80000 | 96.1% | Yes | 100 | 200 | 200 | 400 | 200 | 400 | 250 | 500
207349341 | DAIKIN | DM96SN0805CN | 80000 | 96.1% | Yes | 100 | 200 | 200 | 400 | 200 | 400 | 250 | 500
207349342 | DAIKIN | DM96SN1005CN | 100000 | 96.1% | Yes | 100 | 200 | 200 | 400 | 200 | 400 | 250 | 500
207349343 | DAIKIN | DM96SN1205DN | 120000 | 96.1% | Yes | 100 | 200 | 200 | 400 | 200 | 400 | 250 | 500
207647919 | DAIKIN | DM96SN0403BU | 40000 | 96.1% | Yes | 100 | 200 | 200 | 400 | 200 | 400 | 250 | 500
207647921 | DAIKIN | DM96SN0603BU | 60000 | 96.1% | Yes | 100 | 200 | 200 | 400 | 200 | 400 | 250 | 500
207647922 | DAIKIN | DM96SN0805CU | 80000 | 96.1% | Yes | 100 | 200 | 200 | 400 | 200 | 400 | 250 | 500
207349336 | DAIKIN | DC96SN1205DN | 120000 | 96.1% | Yes | 100 | 200 | 200 | 400 | 200 | 400 | 250 | 500
207349276 | DAIKIN | DC96SN0403BN | 40000 | 96.1% | Yes | 100 | 200 | 200 | 400 | 200 | 400 | 250 | 500
207349277 | DAIKIN | DC96SN0603BN | 60000 | 96.1% | Yes | 100 | 200 | 200 | 400 | 200 | 400 | 250 | 500
207349278 | DAIKIN | DC96SN0804CN | 60000 | 96.1% | Yes | 100 | 200 | 200 | 400 | 200 | 400 | 250 | 500
205747340 | DAIKIN | DM96SC0805CU | 80000 | 96.1% | Yes | 100 | 200 | 200 | 400 | 200 | 400 | 250 | 500
205747339 | DAIKIN | DM96SC0603BU | 60000 | 96.1% | Yes | 100 | 200 | 200 | 400 | 200 | 400 | 250 | 500
201712091 | DAY & NIGHT | N9MSE0261408A*D | 26000 | 95% | No | 100 | 200 | 0 | 0 | 100 | 200 | 250 | 500
201710568 | DAY & NIGHT | N9MSE0261408A | 26000 | 96% | No | 100 | 200 | 0 | 0 | 100 | 200 | 250 | 500
201712484 | DAY & NIGHT | N9MSE0401410A** | 40000 | 96% | No | 100 | 200 | 0 | 0 | 100 | 200 | 250 | 500
201706187 | DAY & NIGHT | N9MSE0401712A | 40000 | 96% | No | 100 | 200 | 0 | 0 | 100 | 200 | 250 | 500
201712554 | DAY & NIGHT | N9MSE0401712A** | 40000 | 96% | No | 100 | 200 | 0 | 0 | 100 | 200 | 250 | 500
201707550 | DAY & NIGHT | N9MSB0802120C | 80000 | 92.1% | No | 100 | 200 | 0 | 0 | 100 | 200 | 250 | 500
201712814 | DAY & NIGHT | N9MSB0801716B** | 80000 | 92.1% | No | 100 | 200 | 0 | 0 | 100 | 200 | 250 | 500
201712864 | DAY & NIGHT | N9MSB0802120C** | 80000 | 92.1% | No | 100 | 200 | 0 | 0 | 100 | 200 | 250 | 500
201706017 | DAY & NIGHT | N9MSB0801716B | 80000 | 92.1% | No | 100 | 200 | 0 | 0 | 100 | 200 | 250 | 500
201712101 | DAY & NIGHT | N9MSE0401410A*D | 40000 | 95% | No | 100 | 200 | 0 | 0 | 100 | 200 | 250 | 500
201712111 | DAY & NIGHT | N9MSE0401712A*D | 40000 | 95% | No | 100 | 200 | 0 | 0 | 100 | 200 | 250 | 500
201712564 | DAY & NIGHT | N9MSE0401410A**D | 40000 | 95% | No | 100 | 200 | 0 | 0 | 100 | 200 | 250 | 500
201712574 | DAY & NIGHT | N9MSE0401712A**D | 40000 | 95% | No | 100 | 200 | 0 | 0 | 100 | 200 | 250 | 500
201702392 | DAY & NIGHT | N9MSE0401410A | 40000 | 96% | No | 100 | 200 | 0 | 0 | 100 | 200 | 250 | 500
201707500 | DAY & NIGHT | N9MSB0401410C | 40000 | 92.1% | No | 100 | 200 | 0 | 0 | 100 | 200 | 250 | 500
201707510 | DAY & NIGHT | N9MSB0401712C | 40000 | 92.1% | No | 100 | 200 | 0 | 0 | 100 | 200 | 250 | 500
201712824 | DAY & NIGHT | N9MSB0401410C** | 40000 | 92.1% | No | 100 | 200 | 0 | 0 | 100 | 200 | 250 | 500
201702472 | DAY & NIGHT | N9MSE1402420A | 140000 | 96% | No | 100 | 200 | 0 | 0 | 100 | 200 | 250 | 500
201712834 | DAY & NIGHT | N9MSB0401712C** | 40000 | 92.1% | No | 100 | 200 | 0 | 0 | 100 | 200 | 250 | 500
201707520 | DAY & NIGHT | N9MSB0601412C | 60000 | 92.1% | No | 100 | 200 | 0 | 0 | 100 | 200 | 250 | 500
201707530 | DAY & NIGHT | N9MSB0601716C | 60000 | 92.1% | No | 100 | 200 | 0 | 0 | 100 | 200 | 250 | 500
201712844 | DAY & NIGHT | N9MSB0601412C** | 60000 | 92.1% | No | 100 | 200 | 0 | 0 | 100 | 200 | 250 | 500
201712854 | DAY & NIGHT | N9MSB0601716C** | 60000 | 92.1% | No | 100 | 200 | 0 | 0 | 100 | 200 | 250 | 500
201702402 | DAY & NIGHT | N9MSE0601410A | 60000 | 95.5% | No | 100 | 200 | 0 | 0 | 100 | 200 | 250 | 500
201712494 | DAY & NIGHT | N9MSE0601410A** | 60000 | 95.5% | No | 100 | 200 | 0 | 0 | 100 | 200 | 250 | 500
201702412 | DAY & NIGHT | N9MSE0601714A | 60000 | 96% | No | 100 | 200 | 0 | 0 | 100 | 200 | 250 | 500
201712504 | DAY & NIGHT | N9MSE0601714A** | 60000 | 96% | No | 100 | 200 | 0 | 0 | 100 | 200 | 250 | 500
201707580 | DAY & NIGHT | N9MSB1202420C | 120000 | 92.1% | No | 100 | 200 | 0 | 0 | 100 | 200 | 250 | 500
201712894 | DAY & NIGHT | N9MSB1202420C** | 120000 | 92.1% | No | 100 | 200 | 0 | 0 | 100 | 200 | 250 | 500
201712121 | DAY & NIGHT | N9MSE0601410A*D | 60000 | 95% | No | 100 | 200 | 0 | 0 | 100 | 200 | 250 | 500
201712131 | DAY & NIGHT | N9MSE0601714A*D | 60000 | 95% | No | 100 | 200 | 0 | 0 | 100 | 200 | 250 | 500
201712584 | DAY & NIGHT | N9MSE0601410A**D | 60000 | 95% | No | 100 | 200 | 0 | 0 | 100 | 200 | 250 | 500
201712594 | DAY & NIGHT | N9MSE0601714A**D | 60000 | 95% | No | 100 | 200 | 0 | 0 | 100 | 200 | 250 | 500
201712141 | DAY & NIGHT | N9MSE0801716A*D | 80000 | 95% | No | 100 | 200 | 0 | 0 | 100 | 200 | 250 | 500
201712151 | DAY & NIGHT | N9MSE0802120A*D | 80000 | 95% | No | 100 | 200 | 0 | 0 | 100 | 200 | 250 | 500
201712604 | DAY & NIGHT | N9MSE0801716A**D | 80000 | 95% | No | 100 | 200 | 0 | 0 | 100 | 200 | 250 | 500
201712614 | DAY & NIGHT | N9MSE0802120A**D | 80000 | 95% | No | 100 | 200 | 0 | 0 | 100 | 200 | 250 | 500
201702422 | DAY & NIGHT | N9MSE0801716A | 80000 | 96% | No | 100 | 200 | 0 | 0 | 100 | 200 | 250 | 500
201702432 | DAY & NIGHT | N9MSE0802120A | 80000 | 96% | No | 100 | 200 | 0 | 0 | 100 | 200 | 250 | 500
201712514 | DAY & NIGHT | N9MSE0801716A** | 80000 | 96% | No | 100 | 200 | 0 | 0 | 100 | 200 | 250 | 500
201706560 | DAY & NIGHT | N9MSE0802120A* | 80000 | 96% | No | 100 | 200 | 0 | 0 | 100 | 200 | 250 | 500
201707560 | DAY & NIGHT | N9MSB1002116C | 100000 | 92.1% | No | 100 | 200 | 0 | 0 | 100 | 200 | 250 | 500
201707570 | DAY & NIGHT | N9MSB1002120C | 100000 | 92.1% | No | 100 | 200 | 0 | 0 | 100 | 200 | 250 | 500
201712874 | DAY & NIGHT | N9MSB1002116C** | 100000 | 92.1% | No | 100 | 200 | 0 | 0 | 100 | 200 | 250 | 500
201712884 | DAY & NIGHT | N9MSB1002120C** | 100000 | 92.1% | No | 100 | 200 | 0 | 0 | 100 | 200 | 250 | 500
201712161 | DAY & NIGHT | N9MSE1002114A*D | 100000 | 95% | No | 100 | 200 | 0 | 0 | 100 | 200 | 250 | 500
201712171 | DAY & NIGHT | N9MSE1002120A*D | 100000 | 95% | No | 100 | 200 | 0 | 0 | 100 | 200 | 250 | 500
201712624 | DAY & NIGHT | N9MSE1002114A**D | 100000 | 95% | No | 100 | 200 | 0 | 0 | 100 | 200 | 250 | 500
201712634 | DAY & NIGHT | N9MSE1002120A**D | 100000 | 95% | No | 100 | 200 | 0 | 0 | 100 | 200 | 250 | 500
201702442 | DAY & NIGHT | N9MSE1002114A | 100000 | 96% | No | 100 | 200 | 0 | 0 | 100 | 200 | 250 | 500
201702452 | DAY & NIGHT | N9MSE1002120A | 100000 | 96% | No | 100 | 200 | 0 | 0 | 100 | 200 | 250 | 500
201712524 | DAY & NIGHT | N9MSE1002114A** | 100000 | 96% | No | 100 | 200 | 0 | 0 | 100 | 200 | 250 | 500
201712534 | DAY & NIGHT | N9MSE1002120A** | 100000 | 96% | No | 100 | 200 | 0 | 0 | 100 | 200 | 250 | 500
201712181 | DAY & NIGHT | N9MSE1202420A*D | 120000 | 95% | No | 100 | 200 | 0 | 0 | 100 | 200 | 250 | 500
201712644 | DAY & NIGHT | N9MSE1202420A**D | 120000 | 95% | No | 100 | 200 | 0 | 0 | 100 | 200 | 250 | 500
201702462 | DAY & NIGHT | N9MSE1202420A | 120000 | 96% | No | 100 | 200 | 0 | 0 | 100 | 200 | 250 | 500
201712544 | DAY & NIGHT | N9MSE1202420A** | 120000 | 96% | No | 100 | 200 | 0 | 0 | 100 | 200 | 250 | 500
201712191 | DAY & NIGHT | N9MSE1402420A*D | 140000 | 94.4% | No | 100 | 200 | 0 | 0 | 100 | 200 | 250 | 500
203359632 | DAY & NIGHT | N92ESN0401410A | 40000 | 92.1% | Yes | 100 | 200 | 100 | 200 | 200 | 400 | 250 | 500
203359651 | DAY & NIGHT | N92ESN0401410A* | 40000 | 92.1% | Yes | 100 | 200 | 100 | 200 | 200 | 400 | 250 | 500
203359668 | DAY & NIGHT | N92ESN0401712A | 40000 | 92.1% | Yes | 100 | 200 | 100 | 200 | 200 | 400 | 250 | 500
203359687 | DAY & NIGHT | N92ESN0401712A* | 40000 | 92.1% | Yes | 100 | 200 | 100 | 200 | 200 | 400 | 250 | 500
203359705 | DAY & NIGHT | N92ESN0601412A | 60000 | 92.1% | Yes | 100 | 200 | 100 | 200 | 200 | 400 | 250 | 500
203359723 | DAY & NIGHT | N92ESN0601412A* | 60000 | 92.1% | Yes | 100 | 200 | 100 | 200 | 200 | 400 | 250 | 500
203359741 | DAY & NIGHT | N92ESN0601714A | 60000 | 92.1% | Yes | 100 | 200 | 100 | 200 | 200 | 400 | 250 | 500
203359811 | DAY & NIGHT | N92ESN0802120A | 80000 | 92.1% | Yes | 100 | 200 | 100 | 200 | 200 | 400 | 250 | 500
203359826 | DAY & NIGHT | N92ESN0802120A* | 80000 | 92.1% | Yes | 100 | 200 | 100 | 200 | 200 | 400 | 250 | 500
203359779 | DAY & NIGHT | N92ESN0801716A | 80000 | 92.1% | Yes | 100 | 200 | 100 | 200 | 200 | 400 | 250 | 500
203359797 | DAY & NIGHT | N92ESN0801716A* | 80000 | 92.1% | Yes | 100 | 200 | 100 | 200 | 200 | 400 | 250 | 500
203359877 | DAY & NIGHT | N92ESN1202420A | 120000 | 92.1% | Yes | 100 | 200 | 100 | 200 | 200 | 400 | 250 | 500
203359894 | DAY & NIGHT | N92ESN1202420A* | 120000 | 92.1% | Yes | 100 | 200 | 100 | 200 | 200 | 400 | 250 | 500
203359760 | DAY & NIGHT | N92ESN0601714A* | 60000 | 92.1% | Yes | 100 | 200 | 100 | 200 | 200 | 400 | 250 | 500
203359844 | DAY & NIGHT | N92ESN1002120A | 100000 | 92.1% | Yes | 100 | 200 | 100 | 200 | 200 | 400 | 250 | 500
203359858 | DAY & NIGHT | N92ESN1002120A* | 100000 | 92.1% | Yes | 100 | 200 | 100 | 200 | 200 | 400 | 250 | 500
205001044 | DAY & NIGHT | N92ESN1002122A | 100000 | 92.1% | Yes | 100 | 200 | 100 | 200 | 200 | 400 | 250 | 500
205001053 | DAY & NIGHT | N92ESN1002122A* | 100000 | 92.1% | Yes | 100 | 200 | 100 | 200 | 200 | 400 | 250 | 500
201712300 | DAY & NIGHT | G9MXE0261410A*D | 26000 | 95% | Yes | 100 | 200 | 150 | 300 | 200 | 400 | 250 | 500
203360378 | DAY & NIGHT | N95ESN0261410A*D | 26000 | 95% | Yes | 100 | 200 | 150 | 300 | 200 | 400 | 250 | 500
203359369 | DAY & NIGHT | G96CTN0801714A*D | 80000 | 95% | Yes | 100 | 200 | 150 | 300 | 200 | 400 | 250 | 500
203359370 | DAY & NIGHT | G96CTN0802120A*D | 80000 | 95% | Yes | 100 | 200 | 150 | 300 | 200 | 400 | 250 | 500
204543745 | DAY & NIGHT | N95ESU0802120A | 80000 | 95% | Yes | 100 | 200 | 150 | 300 | 200 | 400 | 250 | 500
201712223 | DAY & NIGHT | G9MAE0801714A*D | 80000 | 95% | Yes | 100 | 200 | 150 | 300 | 200 | 400 | 250 | 500
201712272 | DAY & NIGHT | G9MVE0801716A*D | 80000 | 95% | Yes | 100 | 200 | 150 | 300 | 200 | 400 | 250 | 500
201712279 | DAY & NIGHT | G9MVE0802120A*D | 80000 | 95% | Yes | 100 | 200 | 150 | 300 | 200 | 400 | 250 | 500
201712785 | DAY & NIGHT | G9MXE0801716A**D | 80000 | 95% | Yes | 100 | 200 | 150 | 300 | 200 | 400 | 250 | 500
203360385 | DAY & NIGHT | N95ESN0802120A*D | 80000 | 95% | Yes | 100 | 200 | 150 | 300 | 200 | 400 | 250 | 500
201712244 | DAY & NIGHT | G9MVE0401410A*D | 40000 | 95% | Yes | 100 | 200 | 150 | 300 | 200 | 400 | 250 | 500
201712251 | DAY & NIGHT | G9MVE0401712A*D | 40000 | 95% | Yes | 100 | 200 | 150 | 300 | 200 | 400 | 250 | 500
201712307 | DAY & NIGHT | G9MXE0401410A*D | 40000 | 95% | Yes | 100 | 200 | 150 | 300 | 200 | 400 | 250 | 500
201712757 | DAY & NIGHT | G9MXE0401410A**D | 40000 | 95% | Yes | 100 | 200 | 150 | 300 | 200 | 400 | 250 | 500
201712764 | DAY & NIGHT | G9MXE0401712A**D | 40000 | 95% | Yes | 100 | 200 | 150 | 300 | 200 | 400 | 250 | 500
201712314 | DAY & NIGHT | G9MXE0401712A*D | 40000 | 95% | Yes | 100 | 200 | 150 | 300 | 200 | 400 | 250 | 500
203924764 | DAY & NIGHT | N95ESN0401410A*D | 40000 | 95% | Yes | 100 | 200 | 150 | 300 | 200 | 400 | 250 | 500
203924843 | DAY & NIGHT | G96VTN0401410A*D | 40000 | 95% | Yes | 100 | 200 | 150 | 300 | 200 | 400 | 250 | 500
203359368 | DAY & NIGHT | G96CTN0601714A*D | 60000 | 95% | Yes | 100 | 200 | 150 | 300 | 200 | 400 | 250 | 500
201706999 | DAY & NIGHT | G9MVE0601412A | 60000 | 95% | Yes | 100 | 200 | 150 | 300 | 200 | 400 | 250 | 500
204543730 | DAY & NIGHT | N95ESU0601716A | 60000 | 95% | Yes | 100 | 200 | 150 | 300 | 200 | 400 | 250 | 500
201712384 | DAY & NIGHT | G9MXT0601714A*D | 60000 | 95% | Yes | 100 | 200 | 150 | 300 | 200 | 400 | 250 | 500
203360381 | DAY & NIGHT | N95ESN0601714A*D | 60000 | 95% | Yes | 100 | 200 | 150 | 300 | 200 | 400 | 250 | 500
203924765 | DAY & NIGHT | N95ESN0601412A | 60000 | 95% | Yes | 100 | 200 | 150 | 300 | 200 | 400 | 250 | 500
203924766 | DAY & NIGHT | N95ESN0601412A* | 60000 | 95% | Yes | 100 | 200 | 150 | 300 | 200 | 400 | 250 | 500
203924767 | DAY & NIGHT | N95ESN0601412A**D | 60000 | 95% | Yes | 100 | 200 | 150 | 300 | 200 | 400 | 250 | 500
203359520 | DAY & NIGHT | G9MBE0601714A*D | 60000 | 95% | Yes | 100 | 200 | 150 | 300 | 200 | 400 | 250 | 500
201712321 | DAY & NIGHT | G9MXE0601412A*D | 60000 | 95% | Yes | 100 | 200 | 150 | 300 | 200 | 400 | 250 | 500
203924842 | DAY & NIGHT | G96VTN0601412A | 60000 | 95% | Yes | 100 | 200 | 150 | 300 | 200 | 400 | 250 | 500
203924844 | DAY & NIGHT | G96VTN0601412A*D | 60000 | 95% | Yes | 100 | 200 | 150 | 300 | 200 | 400 | 250 | 500
203359240 | DAY & NIGHT | G96VTN0601714A*D | 60000 | 95% | Yes | 100 | 200 | 150 | 300 | 200 | 400 | 250 | 500
203360667 | DAY & NIGHT | N95ESN0601714A**D | 60000 | 95% | Yes | 100 | 200 | 150 | 300 | 200 | 400 | 250 | 500
201712328 | DAY & NIGHT | G9MXE0601714A*D | 60000 | 95% | Yes | 100 | 200 | 150 | 300 | 200 | 400 | 250 | 500
201712377 | DAY & NIGHT | G9MXT0601412A*D | 60000 | 95% | Yes | 100 | 200 | 150 | 300 | 200 | 400 | 250 | 500
203924632 | DAY & NIGHT | G97CMN0601714A*D | 60000 | 95% | Yes | 100 | 200 | 150 | 300 | 200 | 400 | 250 | 500
201712778 | DAY & NIGHT | G9MXE0601714A**D | 60000 | 95% | Yes | 100 | 200 | 150 | 300 | 200 | 400 | 250 | 500
201710558 | DAY & NIGHT | G9MXT0601412A* | 60000 | 95% | Yes | 100 | 200 | 150 | 300 | 200 | 400 | 250 | 500
203924768 | DAY & NIGHT | N95ESN0601412A*D | 60000 | 95% | Yes | 100 | 200 | 150 | 300 | 200 | 400 | 250 | 500
201712792 | DAY & NIGHT | G9MXE0802120A**D | 80000 | 95% | Yes | 100 | 200 | 150 | 300 | 200 | 400 | 250 | 500
203359536 | DAY & NIGHT | G9MBE0801714A*D | 80000 | 95% | Yes | 100 | 200 | 150 | 300 | 200 | 400 | 250 | 500
203359544 | DAY & NIGHT | G9MBE0802120A*D | 80000 | 95% | Yes | 100 | 200 | 150 | 300 | 200 | 400 | 250 | 500
201712335 | DAY & NIGHT | G9MXE0801716A*D | 80000 | 95% | Yes | 100 | 200 | 150 | 300 | 200 | 400 | 250 | 500
201712342 | DAY & NIGHT | G9MXE0802120A*D | 80000 | 95% | Yes | 100 | 200 | 150 | 300 | 200 | 400 | 250 | 500
201712391 | DAY & NIGHT | G9MXT0801716A*D | 80000 | 95% | Yes | 100 | 200 | 150 | 300 | 200 | 400 | 250 | 500
201712398 | DAY & NIGHT | G9MXT0802120A*D | 80000 | 95% | Yes | 100 | 200 | 150 | 300 | 200 | 400 | 250 | 500
201712436 | DAY & NIGHT | G9MAE0802120A*D | 80000 | 95% | Yes | 100 | 200 | 150 | 300 | 200 | 400 | 250 | 500
203359241 | DAY & NIGHT | G96VTN0801716A*D | 80000 | 95% | Yes | 100 | 200 | 150 | 300 | 200 | 400 | 250 | 500
203359242 | DAY & NIGHT | G96VTN0802120A*D | 80000 | 95% | Yes | 100 | 200 | 150 | 300 | 200 | 400 | 250 | 500
203360668 | DAY & NIGHT | N95ESN0801716A**D | 80000 | 95% | Yes | 100 | 200 | 150 | 300 | 200 | 400 | 250 | 500
203360669 | DAY & NIGHT | N95ESN0802120A**D | 80000 | 95% | Yes | 100 | 200 | 150 | 300 | 200 | 400 | 250 | 500
203924648 | DAY & NIGHT | G97CMN0801714A*D | 80000 | 95% | Yes | 100 | 200 | 150 | 300 | 200 | 400 | 250 | 500
203924656 | DAY & NIGHT | G97CMN0802120A*D | 80000 | 95% | Yes | 100 | 200 | 150 | 300 | 200 | 400 | 250 | 500
201712363 | DAY & NIGHT | G9MXT0401410A*D | 40000 | 95% | Yes | 100 | 200 | 150 | 300 | 200 | 400 | 250 | 500
201712370 | DAY & NIGHT | G9MXT0401712A*D | 40000 | 95% | Yes | 100 | 200 | 150 | 300 | 200 | 400 | 250 | 500
203360379 | DAY & NIGHT | N95ESN0401712A*D | 40000 | 95% | Yes | 100 | 200 | 150 | 300 | 200 | 400 | 250 | 500
203924763 | DAY & NIGHT | N95ESN0401410A**D | 40000 | 95% | Yes | 100 | 200 | 150 | 300 | 200 | 400 | 250 | 500
203359239 | DAY & NIGHT | G96VTN0401712A*D | 40000 | 95% | Yes | 100 | 200 | 150 | 300 | 200 | 400 | 250 | 500
203360666 | DAY & NIGHT | N95ESN0401712A**D | 40000 | 95% | Yes | 100 | 200 | 150 | 300 | 200 | 400 | 250 | 500
203360383 | DAY & NIGHT | N95ESN0801716A*D | 80000 | 95% | Yes | 100 | 200 | 150 | 300 | 200 | 400 | 250 | 500
203359371 | DAY & NIGHT | G96CTN1002122A*D | 100000 | 95% | Yes | 100 | 200 | 150 | 300 | 200 | 400 | 250 | 500
203360812 | DAY & NIGHT | N95ESN1002120A*D | 100000 | 95% | Yes | 100 | 200 | 150 | 300 | 200 | 400 | 250 | 500
205169221 | DAY & NIGHT | N95ESN1002122A*D | 100000 | 95% | Yes | 100 | 200 | 150 | 300 | 200 | 400 | 250 | 500
205169230 | DAY & NIGHT | N95ESN1002122A**D | 100000 | 95% | Yes | 100 | 200 | 150 | 300 | 200 | 400 | 250 | 500
205169267 | DAY & NIGHT | N95ESU1002122A | 100000 | 95% | Yes | 100 | 200 | 150 | 300 | 200 | 400 | 250 | 500
201712230 | DAY & NIGHT | G9MAE1002122A*D | 100000 | 95% | Yes | 100 | 200 | 150 | 300 | 200 | 400 | 250 | 500
201712286 | DAY & NIGHT | G9MVE1002120A*D | 100000 | 95% | Yes | 100 | 200 | 150 | 300 | 200 | 400 | 250 | 500
201712799 | DAY & NIGHT | G9MXE1002120A**D | 100000 | 95% | Yes | 100 | 200 | 150 | 300 | 200 | 400 | 250 | 500
205169288 | DAY & NIGHT | G96VTN1002122A*D | 100000 | 95% | Yes | 100 | 200 | 150 | 300 | 200 | 400 | 250 | 500
203359552 | DAY & NIGHT | G9MBE1002122A*D | 100000 | 95% | Yes | 100 | 200 | 150 | 300 | 200 | 400 | 250 | 500
201712349 | DAY & NIGHT | G9MXE1002120A*D | 100000 | 95% | Yes | 100 | 200 | 150 | 300 | 200 | 400 | 250 | 500
201712405 | DAY & NIGHT | G9MXT1002120A*D | 100000 | 95% | Yes | 100 | 200 | 150 | 300 | 200 | 400 | 250 | 500
203359243 | DAY & NIGHT | G96VTN1002120A*D | 100000 | 95% | Yes | 100 | 200 | 150 | 300 | 200 | 400 | 250 | 500
203924664 | DAY & NIGHT | G97CMN1002122A*D | 100000 | 95% | Yes | 100 | 200 | 150 | 300 | 200 | 400 | 250 | 500
203360670 | DAY & NIGHT | N95ESN1002120A**D | 100000 | 95% | Yes | 100 | 200 | 150 | 300 | 200 | 400 | 250 | 500
204835505 | DAY & NIGHT | N95ESU1002120A | 100000 | 95% | Yes | 100 | 200 | 150 | 300 | 200 | 400 | 250 | 500
203359372 | DAY & NIGHT | G96CTN1202422A*D | 120000 | 95% | Yes | 100 | 200 | 150 | 300 | 200 | 400 | 250 | 500
201712237 | DAY & NIGHT | G9MAE1202422A*D | 120000 | 95% | Yes | 100 | 200 | 150 | 300 | 200 | 400 | 250 | 500
201712293 | DAY & NIGHT | G9MVE1202422A*D | 120000 | 95% | Yes | 100 | 200 | 150 | 300 | 200 | 400 | 250 | 500
201712806 | DAY & NIGHT | G9MXE1202422A**D | 120000 | 95% | Yes | 100 | 200 | 150 | 300 | 200 | 400 | 250 | 500
203359560 | DAY & NIGHT | G9MBE1202422A*D | 120000 | 95% | Yes | 100 | 200 | 150 | 300 | 200 | 400 | 250 | 500
201712356 | DAY & NIGHT | G9MXE1202422A*D | 120000 | 95% | Yes | 100 | 200 | 150 | 300 | 200 | 400 | 250 | 500
201712412 | DAY & NIGHT | G9MXT1202422A*D | 120000 | 95% | Yes | 100 | 200 | 150 | 300 | 200 | 400 | 250 | 500
203360386 | DAY & NIGHT | N95ESN1202422A*D | 120000 | 95% | Yes | 100 | 200 | 150 | 300 | 200 | 400 | 250 | 500
203359244 | DAY & NIGHT | G96VTN1202422A*D | 120000 | 95% | Yes | 100 | 200 | 150 | 300 | 200 | 400 | 250 | 500
203924672 | DAY & NIGHT | G97CMN1202422A*D | 120000 | 95% | Yes | 100 | 200 | 150 | 300 | 200 | 400 | 250 | 500
203360671 | DAY & NIGHT | N95ESN1202422A**D | 120000 | 95% | Yes | 100 | 200 | 150 | 300 | 200 | 400 | 250 | 500
203360377 | DAY & NIGHT | N95ESN1402422A | 140000 | 95% | Yes | 100 | 200 | 150 | 300 | 200 | 400 | 250 | 500
203360388 | DAY & NIGHT | N95ESN1402422A*D | 140000 | 95% | Yes | 100 | 200 | 150 | 300 | 200 | 400 | 250 | 500
201712209 | DAY & NIGHT | G9MAE0601714A*D | 60000 | 95% | Yes | 100 | 200 | 150 | 300 | 200 | 400 | 250 | 500
201712258 | DAY & NIGHT | G9MVE0601412A*D | 60000 | 95% | Yes | 100 | 200 | 150 | 300 | 200 | 400 | 250 | 500
201712265 | DAY & NIGHT | G9MVE0601714A*D | 60000 | 95% | Yes | 100 | 200 | 150 | 300 | 200 | 400 | 250 | 500
201712771 | DAY & NIGHT | G9MXE0601412A**D | 60000 | 95% | Yes | 100 | 200 | 150 | 300 | 200 | 400 | 250 | 500
203360365 | DAY & NIGHT | N95ESN0261410A | 26000 | 96% | Yes | 100 | 200 | 200 | 400 | 200 | 400 | 250 | 500
201710579 | DAY & NIGHT | G9MXE0261410A | 26000 | 96% | Yes | 100 | 200 | 200 | 400 | 200 | 400 | 250 | 500
203359442 | DAY & NIGHT | G9MBE0601714A | 60000 | 97% | Yes | 100 | 200 | 200 | 400 | 200 | 400 | 250 | 500
201706992 | DAY & NIGHT | G9MVE0401712A | 40000 | 96% | Yes | 100 | 200 | 200 | 400 | 200 | 400 | 250 | 500
201702044 | DAY & NIGHT | G9MXT0401410A | 40000 | 96% | Yes | 100 | 200 | 200 | 400 | 200 | 400 | 250 | 500
201712701 | DAY & NIGHT | G9MXE0401410A** | 40000 | 96% | Yes | 100 | 200 | 200 | 400 | 200 | 400 | 250 | 500
201712743 | DAY & NIGHT | G9MXE0401712A** | 40000 | 96% | Yes | 100 | 200 | 200 | 400 | 200 | 400 | 250 | 500
201702079 | DAY & NIGHT | G9MXE0401410A | 40000 | 96% | Yes | 100 | 200 | 200 | 400 | 200 | 400 | 250 | 500
201705935 | DAY & NIGHT | G9MVE0401410A | 40000 | 96% | Yes | 100 | 200 | 200 | 400 | 200 | 400 | 250 | 500
203360367 | DAY & NIGHT | N95ESN0401712A | 40000 | 96% | Yes | 100 | 200 | 200 | 400 | 200 | 400 | 250 | 500
201710551 | DAY & NIGHT | G9MXT0401712A* | 40000 | 96% | Yes | 100 | 200 | 200 | 400 | 200 | 400 | 250 | 500
203924761 | DAY & NIGHT | N95ESN0401410A | 40000 | 96% | Yes | 100 | 200 | 200 | 400 | 200 | 400 | 250 | 500
203924762 | DAY & NIGHT | N95ESN0401410A* | 40000 | 96% | Yes | 100 | 200 | 200 | 400 | 200 | 400 | 250 | 500
203924841 | DAY & NIGHT | G96VTN0401410A | 40000 | 96% | Yes | 100 | 200 | 200 | 400 | 200 | 400 | 250 | 500
203359233 | DAY & NIGHT | G96VTN0401712A | 40000 | 96% | Yes | 100 | 200 | 200 | 400 | 200 | 400 | 250 | 500
203360660 | DAY & NIGHT | N95ESN0401712A* | 40000 | 96% | Yes | 100 | 200 | 200 | 400 | 200 | 400 | 250 | 500
201706928 | DAY & NIGHT | G9MXE0401712A | 40000 | 96% | Yes | 100 | 200 | 200 | 400 | 200 | 400 | 250 | 500
201705887 | DAY & NIGHT | G9MAE0601714A | 60000 | 97% | Yes | 100 | 200 | 200 | 400 | 200 | 400 | 250 | 500
203924566 | DAY & NIGHT | G97CMN0601714A | 60000 | 97% | Yes | 100 | 200 | 200 | 400 | 200 | 400 | 250 | 500
201712216 | DAY & NIGHT | G9MAE0602120A*D | 61000 | 96.7% | Yes | 100 | 200 | 200 | 400 | 200 | 400 | 250 | 500
203359528 | DAY & NIGHT | G9MBE0602120A*D | 61000 | 96.7% | Yes | 100 | 200 | 200 | 400 | 200 | 400 | 250 | 500
203924640 | DAY & NIGHT | G97CMN0602120A*D | 61000 | 96.7% | Yes | 100 | 200 | 200 | 400 | 200 | 400 | 250 | 500
203359450 | DAY & NIGHT | G9MBE0602120A | 61000 | 98% | Yes | 100 | 200 | 200 | 400 | 200 | 400 | 250 | 500
201705915 | DAY & NIGHT | G9MAE0602120A | 61000 | 98% | Yes | 100 | 200 | 200 | 400 | 200 | 400 | 250 | 500
203924574 | DAY & NIGHT | G97CMN0602120A | 61000 | 98% | Yes | 100 | 200 | 200 | 400 | 200 | 400 | 250 | 500
203359365 | DAY & NIGHT | G96CTN0802120A | 80000 | 96.7% | Yes | 100 | 200 | 200 | 400 | 200 | 400 | 250 | 500
203359458 | DAY & NIGHT | G9MBE0801714A | 80000 | 97% | Yes | 100 | 200 | 200 | 400 | 200 | 400 | 250 | 500
203359466 | DAY & NIGHT | G9MBE0802120A | 80000 | 97% | Yes | 100 | 200 | 200 | 400 | 200 | 400 | 250 | 500
201705894 | DAY & NIGHT | G9MAE0801714A | 80000 | 97% | Yes | 100 | 200 | 200 | 400 | 200 | 400 | 250 | 500
201705922 | DAY & NIGHT | G9MAE0802120A | 80000 | 97% | Yes | 100 | 200 | 200 | 400 | 200 | 400 | 250 | 500
203924582 | DAY & NIGHT | G97CMN0801714A | 80000 | 97% | Yes | 100 | 200 | 200 | 400 | 200 | 400 | 250 | 500
203924590 | DAY & NIGHT | G97CMN0802120A | 80000 | 97% | Yes | 100 | 200 | 200 | 400 | 200 | 400 | 250 | 500
201712722 | DAY & NIGHT | G9MXE0801716A** | 80000 | 96% | Yes | 100 | 200 | 200 | 400 | 200 | 400 | 250 | 500
201712729 | DAY & NIGHT | G9MXE0802120A** | 80000 | 96% | Yes | 100 | 200 | 200 | 400 | 200 | 400 | 250 | 500
201702072 | DAY & NIGHT | G9MXT0801716A | 80000 | 96% | Yes | 100 | 200 | 200 | 400 | 200 | 400 | 250 | 500
201702168 | DAY & NIGHT | G9MXE0801716A | 80000 | 96% | Yes | 100 | 200 | 200 | 400 | 200 | 400 | 250 | 500
201702501 | DAY & NIGHT | G9MXE0802120A | 80000 | 96% | Yes | 100 | 200 | 200 | 400 | 200 | 400 | 250 | 500
201702521 | DAY & NIGHT | G9MXT0802120A | 80000 | 96% | Yes | 100 | 200 | 200 | 400 | 200 | 400 | 250 | 500
201705949 | DAY & NIGHT | G9MVE0801716A | 80000 | 96% | Yes | 100 | 200 | 200 | 400 | 200 | 400 | 250 | 500
201705963 | DAY & NIGHT | G9MVE0802120A | 80000 | 96% | Yes | 100 | 200 | 200 | 400 | 200 | 400 | 250 | 500
203360370 | DAY & NIGHT | N95ESN0801716A | 80000 | 96% | Yes | 100 | 200 | 200 | 400 | 200 | 400 | 250 | 500
203360371 | DAY & NIGHT | N95ESN0802120A | 80000 | 96% | Yes | 100 | 200 | 200 | 400 | 200 | 400 | 250 | 500
203359235 | DAY & NIGHT | G96VTN0801716A | 80000 | 96% | Yes | 100 | 200 | 200 | 400 | 200 | 400 | 250 | 500
203359236 | DAY & NIGHT | G96VTN0802120A | 80000 | 96% | Yes | 100 | 200 | 200 | 400 | 200 | 400 | 250 | 500
203360662 | DAY & NIGHT | N95ESN0801716A* | 80000 | 96% | Yes | 100 | 200 | 200 | 400 | 200 | 400 | 250 | 500
203360663 | DAY & NIGHT | N95ESN0802120A* | 80000 | 96% | Yes | 100 | 200 | 200 | 400 | 200 | 400 | 250 | 500
203359364 | DAY & NIGHT | G96CTN0801714A | 80000 | 96.2% | Yes | 100 | 200 | 200 | 400 | 200 | 400 | 250 | 500
201712750 | DAY & NIGHT | G9MXE0601412A** | 60000 | 95.5% | Yes | 100 | 200 | 200 | 400 | 200 | 400 | 250 | 500
201706935 | DAY & NIGHT | G9MXE0601412A | 60000 | 95.5% | Yes | 100 | 200 | 200 | 400 | 200 | 400 | 250 | 500
201712708 | DAY & NIGHT | G9MXE0601714A** | 60000 | 96% | Yes | 100 | 200 | 200 | 400 | 200 | 400 | 250 | 500
201702051 | DAY & NIGHT | G9MXT0601714A | 60000 | 96% | Yes | 100 | 200 | 200 | 400 | 200 | 400 | 250 | 500
201702086 | DAY & NIGHT | G9MXE0601714A | 60000 | 96% | Yes | 100 | 200 | 200 | 400 | 200 | 400 | 250 | 500
201705942 | DAY & NIGHT | G9MVE0601714A | 60000 | 96% | Yes | 100 | 200 | 200 | 400 | 200 | 400 | 250 | 500
203360368 | DAY & NIGHT | N95ESN0601714A | 60000 | 96% | Yes | 100 | 200 | 200 | 400 | 200 | 400 | 250 | 500
203359234 | DAY & NIGHT | G96VTN0601714A | 60000 | 96% | Yes | 100 | 200 | 200 | 400 | 200 | 400 | 250 | 500
203360661 | DAY & NIGHT | N95ESN0601714A* | 60000 | 96% | Yes | 100 | 200 | 200 | 400 | 200 | 400 | 250 | 500
203359363 | DAY & NIGHT | G96CTN0601714A | 60000 | 96.3% | Yes | 100 | 200 | 200 | 400 | 200 | 400 | 250 | 500
203359474 | DAY & NIGHT | G9MBE1002122A | 100000 | 97% | Yes | 100 | 200 | 200 | 400 | 200 | 400 | 250 | 500
201705928 | DAY & NIGHT | G9MAE1002122A | 100000 | 97% | Yes | 100 | 200 | 200 | 400 | 200 | 400 | 250 | 500
203924598 | DAY & NIGHT | G97CMN1002122A | 100000 | 97% | Yes | 100 | 200 | 200 | 400 | 200 | 400 | 250 | 500
201712736 | DAY & NIGHT | G9MXE1002120A** | 100000 | 96% | Yes | 100 | 200 | 200 | 400 | 200 | 400 | 250 | 500
205169243 | DAY & NIGHT | N95ESN1002122A* | 100000 | 96% | Yes | 100 | 200 | 200 | 400 | 200 | 400 | 250 | 500
205169252 | DAY & NIGHT | N95ESN1002122A | 100000 | 96% | Yes | 100 | 200 | 200 | 400 | 200 | 400 | 250 | 500
205169287 | DAY & NIGHT | G96VTN1002122A | 100000 | 96% | Yes | 100 | 200 | 200 | 400 | 200 | 400 | 250 | 500
201702508 | DAY & NIGHT | G9MXE1002120A | 100000 | 96% | Yes | 100 | 200 | 200 | 400 | 200 | 400 | 250 | 500
201702528 | DAY & NIGHT | G9MXT1002120A | 100000 | 96% | Yes | 100 | 200 | 200 | 400 | 200 | 400 | 250 | 500
201705969 | DAY & NIGHT | G9MVE1002120A | 100000 | 96% | Yes | 100 | 200 | 200 | 400 | 200 | 400 | 250 | 500
203360373 | DAY & NIGHT | N95ESN1002120A | 100000 | 96% | Yes | 100 | 200 | 200 | 400 | 200 | 400 | 250 | 500
203359237 | DAY & NIGHT | G96VTN1002120A | 100000 | 96% | Yes | 100 | 200 | 200 | 400 | 200 | 400 | 250 | 500
203360664 | DAY & NIGHT | N95ESN1002120A* | 100000 | 96% | Yes | 100 | 200 | 200 | 400 | 200 | 400 | 250 | 500
203359366 | DAY & NIGHT | G96CTN1002122A | 100000 | 96.1% | Yes | 100 | 200 | 200 | 400 | 200 | 400 | 250 | 500
203359367 | DAY & NIGHT | G96CTN1202422A | 120000 | 96.5% | Yes | 100 | 200 | 200 | 400 | 200 | 400 | 250 | 500
203359482 | DAY & NIGHT | G9MBE1202422A | 120000 | 97% | Yes | 100 | 200 | 200 | 400 | 200 | 400 | 250 | 500
201705908 | DAY & NIGHT | G9MAE1202422A | 120000 | 97% | Yes | 100 | 200 | 200 | 400 | 200 | 400 | 250 | 500
203924606 | DAY & NIGHT | G97CMN1202422A | 120000 | 97% | Yes | 100 | 200 | 200 | 400 | 200 | 400 | 250 | 500
201712715 | DAY & NIGHT | G9MXE1202422A** | 120000 | 96% | Yes | 100 | 200 | 200 | 400 | 200 | 400 | 250 | 500
201702065 | DAY & NIGHT | G9MXT1202422A | 120000 | 96% | Yes | 100 | 200 | 200 | 400 | 200 | 400 | 250 | 500
201702100 | DAY & NIGHT | G9MXE1202422A | 120000 | 96% | Yes | 100 | 200 | 200 | 400 | 200 | 400 | 250 | 500
201705956 | DAY & NIGHT | G9MVE1202422A | 120000 | 96% | Yes | 100 | 200 | 200 | 400 | 200 | 400 | 250 | 500
203360375 | DAY & NIGHT | N95ESN1202422A | 120000 | 96% | Yes | 100 | 200 | 200 | 400 | 200 | 400 | 250 | 500
203359238 | DAY & NIGHT | G96VTN1202422A | 120000 | 96% | Yes | 100 | 200 | 200 | 400 | 200 | 400 | 250 | 500
203360665 | DAY & NIGHT | N95ESN1202422A* | 120000 | 96% | Yes | 100 | 200 | 200 | 400 | 200 | 400 | 250 | 500
212595201 | DAY & NIGHT | N96VSN0801716B | 80000 | 97% | Yes | 100 | 200 | 200 | 400 | 200 | 400 | 250 | 500
212595210 | DAY & NIGHT | N96VSN0801716B*D | 80000 | 95% | Yes | 100 | 200 | 150 | 300 | 200 | 400 | 250 | 500
212595219 | DAY & NIGHT | N96VSN0802120B | 80000 | 97% | Yes | 100 | 200 | 200 | 400 | 200 | 400 | 250 | 500
212595228 | DAY & NIGHT | N96VSN0802120B*D | 80000 | 95% | Yes | 100 | 200 | 150 | 300 | 200 | 400 | 250 | 500
211778963 | DAY & NIGHT | N92MSN1002120A* | 100000 | 92.1% | Yes | 100 | 200 | 100 | 200 | 200 | 400 | 250 | 500
211778972 | DAY & NIGHT | N92MSN1002122A | 100000 | 92.1% | Yes | 100 | 200 | 100 | 200 | 200 | 400 | 250 | 500
211778981 | DAY & NIGHT | N92MSN1002122A* | 100000 | 92.1% | Yes | 100 | 200 | 100 | 200 | 200 | 400 | 250 | 500
211778990 | DAY & NIGHT | N92MSN1202420A | 120000 | 92.1% | Yes | 100 | 200 | 100 | 200 | 200 | 400 | 250 | 500
211778873 | DAY & NIGHT | N92MSN0401712A* | 40000 | 92.1% | Yes | 100 | 200 | 100 | 200 | 200 | 400 | 250 | 500
211778882 | DAY & NIGHT | N92MSN0601412A | 60000 | 92.1% | Yes | 100 | 200 | 100 | 200 | 200 | 400 | 250 | 500
211778891 | DAY & NIGHT | N92MSN0601412A* | 60000 | 92.1% | Yes | 100 | 200 | 100 | 200 | 200 | 400 | 250 | 500
211778900 | DAY & NIGHT | N92MSN0601714A | 60000 | 92.1% | Yes | 100 | 200 | 100 | 200 | 200 | 400 | 250 | 500
205822225 | DAY & NIGHT | N96VSN1002120A | 100000 | 96% | Yes | 100 | 200 | 200 | 400 | 200 | 400 | 250 | 500
205822236 | DAY & NIGHT | N96VSN1002120A*D | 100000 | 95% | Yes | 100 | 200 | 150 | 300 | 200 | 400 | 250 | 500
205822247 | DAY & NIGHT | N96VSN1202422A | 120000 | 96% | Yes | 100 | 200 | 200 | 400 | 200 | 400 | 250 | 500
205822258 | DAY & NIGHT | N96VSN1202422A*D | 120000 | 95% | Yes | 100 | 200 | 150 | 300 | 200 | 400 | 250 | 500
212595276 | DAY & NIGHT | G96VTN1002120B | 100000 | 96.1% | Yes | 100 | 200 | 200 | 400 | 200 | 400 | 250 | 500
212595283 | DAY & NIGHT | G96VTN1002120B*D | 100000 | 95% | Yes | 100 | 200 | 150 | 300 | 200 | 400 | 250 | 500
211778918 | DAY & NIGHT | N92MSN0801716A | 80000 | 92.1% | Yes | 100 | 200 | 100 | 200 | 200 | 400 | 250 | 500
211778927 | DAY & NIGHT | N92MSN0801716A* | 80000 | 92.1% | Yes | 100 | 200 | 100 | 200 | 200 | 400 | 250 | 500
211778936 | DAY & NIGHT | N92MSN0802120A | 80000 | 92.1% | Yes | 100 | 200 | 100 | 200 | 200 | 400 | 250 | 500
211778945 | DAY & NIGHT | N92MSN0802120A* | 80000 | 92.1% | Yes | 100 | 200 | 100 | 200 | 200 | 400 | 250 | 500
211779172 | DAY & NIGHT | N96MSN0401410A | 40000 | 96% | Yes | 100 | 200 | 200 | 400 | 200 | 400 | 250 | 500
211779181 | DAY & NIGHT | N96MSN0401410A* | 40000 | 96% | Yes | 100 | 200 | 200 | 400 | 200 | 400 | 250 | 500
211779190 | DAY & NIGHT | N96MSN0401410A**D | 40000 | 95% | Yes | 100 | 200 | 150 | 300 | 200 | 400 | 250 | 500
211779199 | DAY & NIGHT | N96MSN0401410A*D | 40000 | 95% | Yes | 100 | 200 | 150 | 300 | 200 | 400 | 250 | 500
211779208 | DAY & NIGHT | N96MSN0401712A | 40000 | 96.7% | Yes | 100 | 200 | 200 | 400 | 200 | 400 | 250 | 500
212594950 | DAY & NIGHT | G96VTN0401410B | 40000 | 96% | Yes | 100 | 200 | 200 | 400 | 200 | 400 | 250 | 500
212594957 | DAY & NIGHT | G96VTN0401410B*D | 40000 | 95% | Yes | 100 | 200 | 150 | 300 | 200 | 400 | 250 | 500
212594964 | DAY & NIGHT | G96VTN0401712B | 40000 | 96% | Yes | 100 | 200 | 200 | 400 | 200 | 400 | 250 | 500
212594971 | DAY & NIGHT | G96VTN0401712B*D | 40000 | 95% | Yes | 100 | 200 | 150 | 300 | 200 | 400 | 250 | 500
212595109 | DAY & NIGHT | N96VSN0601716B | 60000 | 97% | Yes | 100 | 200 | 200 | 400 | 200 | 400 | 250 | 500
212595118 | DAY & NIGHT | N96VSN0601716B*D | 60000 | 95% | Yes | 100 | 200 | 150 | 300 | 200 | 400 | 250 | 500
205822093 | DAY & NIGHT | N96VSN0401410A | 40000 | 96% | Yes | 100 | 200 | 200 | 400 | 200 | 400 | 250 | 500
205822104 | DAY & NIGHT | N96VSN0401410A*D | 40000 | 95% | Yes | 100 | 200 | 150 | 300 | 200 | 400 | 250 | 500
205822115 | DAY & NIGHT | N96VSN0401712A | 40000 | 96% | Yes | 100 | 200 | 200 | 400 | 200 | 400 | 250 | 500
205822126 | DAY & NIGHT | N96VSN0401712A*D | 40000 | 95% | Yes | 100 | 200 | 150 | 300 | 200 | 400 | 250 | 500
211778954 | DAY & NIGHT | N92MSN1002120A | 100000 | 92.1% | Yes | 100 | 200 | 100 | 200 | 200 | 400 | 250 | 500
206237486 | DAY & NIGHT | G95CSU0601716A | 60000 | 95% | Yes | 100 | 200 | 150 | 300 | 200 | 400 | 250 | 500
206237506 | DAY & NIGHT | G95CSU0802120A | 80000 | 95% | Yes | 100 | 200 | 150 | 300 | 200 | 400 | 250 | 500
211781283 | DAY & NIGHT | N95MSU0601716A | 60000 | 95% | Yes | 100 | 200 | 150 | 300 | 200 | 400 | 250 | 500
211781293 | DAY & NIGHT | N95MSU0802120A | 80000 | 95% | Yes | 100 | 200 | 150 | 300 | 200 | 400 | 250 | 500
211781304 | DAY & NIGHT | N95MSU1002120A | 100000 | 95% | Yes | 100 | 200 | 150 | 300 | 200 | 400 | 250 | 500
211781314 | DAY & NIGHT | N95MSU1002122A | 100000 | 95% | Yes | 100 | 200 | 150 | 300 | 200 | 400 | 250 | 500
213683540 | DAY & NIGHT | G96CTN1002122B*D | 100000 | 95% | Yes | 100 | 200 | 150 | 300 | 200 | 400 | 250 | 500
213683547 | DAY & NIGHT | G96CTN1202422B | 120000 | 96.5% | Yes | 100 | 200 | 200 | 400 | 200 | 400 | 250 | 500
213683554 | DAY & NIGHT | G96CTN1202422B*D | 120000 | 95% | Yes | 100 | 200 | 150 | 300 | 200 | 400 | 250 | 500
213683561 | DAY & NIGHT | G97CMN0601714B | 60000 | 97% | Yes | 100 | 200 | 200 | 400 | 200 | 400 | 250 | 500
213683569 | DAY & NIGHT | G97CMN0601714B*D | 60000 | 95% | Yes | 100 | 200 | 150 | 300 | 200 | 400 | 250 | 500
213683577 | DAY & NIGHT | G97CMN0602120B | 61000 | 98% | Yes | 100 | 200 | 200 | 400 | 200 | 400 | 250 | 500
212595067 | DAY & NIGHT | G96VTN0601412B*D | 60000 | 95% | Yes | 100 | 200 | 150 | 300 | 200 | 400 | 250 | 500
212595074 | DAY & NIGHT | G96VTN0601716B | 60000 | 96.3% | Yes | 100 | 200 | 200 | 400 | 200 | 400 | 250 | 500
212595081 | DAY & NIGHT | G96VTN0601716B*D | 60000 | 95% | Yes | 100 | 200 | 150 | 300 | 200 | 400 | 250 | 500
212595091 | DAY & NIGHT | N96VSN0601412B | 60000 | 95% | Yes | 100 | 200 | 150 | 300 | 200 | 400 | 250 | 500
212595100 | DAY & NIGHT | N96VSN0601412B*D | 60000 | 95% | Yes | 100 | 200 | 150 | 300 | 200 | 400 | 250 | 500
213683470 | DAY & NIGHT | G95CSU0601716B | 60000 | 95% | Yes | 100 | 200 | 150 | 300 | 200 | 400 | 250 | 500
213683477 | DAY & NIGHT | G95CSU0802120B | 80000 | 95% | Yes | 100 | 200 | 150 | 300 | 200 | 400 | 250 | 500
213683484 | DAY & NIGHT | G95CSU1002122B | 100000 | 95% | Yes | 100 | 200 | 150 | 300 | 200 | 400 | 250 | 500
206349953 | DAY & NIGHT | G95CSU1002122A | 100000 | 95% | Yes | 100 | 200 | 150 | 300 | 200 | 400 | 250 | 500
211778846 | DAY & NIGHT | N92MSN0401412A | 40000 | 92.1% | Yes | 100 | 200 | 100 | 200 | 200 | 400 | 250 | 500
211778855 | DAY & NIGHT | N92MSN0401412A* | 40000 | 92.1% | Yes | 100 | 200 | 100 | 200 | 200 | 400 | 250 | 500
211778864 | DAY & NIGHT | N92MSN0401712A | 40000 | 92.1% | Yes | 100 | 200 | 100 | 200 | 200 | 400 | 250 | 500
211781271 | DAY & NIGHT | N95MSU0401712A | 40000 | 95% | Yes | 100 | 200 | 150 | 300 | 200 | 400 | 250 | 500
213683491 | DAY & NIGHT | G96CTN0601714B | 60000 | 96.3% | Yes | 100 | 200 | 200 | 400 | 200 | 400 | 250 | 500
213683498 | DAY & NIGHT | G96CTN0601714B*D | 60000 | 95% | Yes | 100 | 200 | 150 | 300 | 200 | 400 | 250 | 500
213683505 | DAY & NIGHT | G96CTN0801714B | 80000 | 96.2% | Yes | 100 | 200 | 200 | 400 | 200 | 400 | 250 | 500
213683512 | DAY & NIGHT | G96CTN0801714B*D | 80000 | 95% | Yes | 100 | 200 | 150 | 300 | 200 | 400 | 250 | 500
213683519 | DAY & NIGHT | G96CTN0802120B | 80000 | 96.7% | Yes | 100 | 200 | 200 | 400 | 200 | 400 | 250 | 500
213683526 | DAY & NIGHT | G96CTN0802120B*D | 80000 | 95% | Yes | 100 | 200 | 150 | 300 | 200 | 400 | 250 | 500
213683533 | DAY & NIGHT | G96CTN1002122B | 100000 | 96.1% | Yes | 100 | 200 | 200 | 400 | 200 | 400 | 250 | 500
211779154 | DAY & NIGHT | N96MSN0261410A | 26000 | 96% | Yes | 100 | 200 | 200 | 400 | 200 | 400 | 250 | 500
211779163 | DAY & NIGHT | N96MSN0261410A*D | 26000 | 95% | Yes | 100 | 200 | 150 | 300 | 200 | 400 | 250 | 500
213683157 | DAY & NIGHT | G96CTN0401410B | 40000 | 96% | Yes | 100 | 200 | 200 | 400 | 200 | 400 | 250 | 500
213683164 | DAY & NIGHT | G96CTN0401410B*D | 40000 | 95% | Yes | 100 | 200 | 150 | 300 | 200 | 400 | 250 | 500
211779397 | DAY & NIGHT | N96MSN1002120A*D | 100000 | 95% | Yes | 100 | 200 | 150 | 300 | 200 | 400 | 250 | 500
211779406 | DAY & NIGHT | N96MSN1002122A | 100000 | 96.3% | Yes | 100 | 200 | 200 | 400 | 200 | 400 | 250 | 500
211779415 | DAY & NIGHT | N96MSN1002122A* | 100000 | 96.3% | Yes | 100 | 200 | 200 | 400 | 200 | 400 | 250 | 500
211779424 | DAY & NIGHT | N96MSN1002122A**D | 100000 | 95% | Yes | 100 | 200 | 150 | 300 | 200 | 400 | 250 | 500
211779433 | DAY & NIGHT | N96MSN1002122A*D | 100000 | 95% | Yes | 100 | 200 | 150 | 300 | 200 | 400 | 250 | 500
211779217 | DAY & NIGHT | N96MSN0401712A* | 40000 | 96.7% | Yes | 100 | 200 | 200 | 400 | 200 | 400 | 250 | 500
211779226 | DAY & NIGHT | N96MSN0401712A**D | 40000 | 95% | Yes | 100 | 200 | 150 | 300 | 200 | 400 | 250 | 500
211779235 | DAY & NIGHT | N96MSN0401712A*D | 40000 | 95% | Yes | 100 | 200 | 150 | 300 | 200 | 400 | 250 | 500
211779244 | DAY & NIGHT | N96MSN0601412A | 60000 | 95% | Yes | 100 | 200 | 150 | 300 | 200 | 400 | 250 | 500
211779253 | DAY & NIGHT | N96MSN0601412A* | 60000 | 95% | Yes | 100 | 200 | 150 | 300 | 200 | 400 | 250 | 500
213683625 | DAY & NIGHT | G97CMN1202422B | 120000 | 97% | Yes | 100 | 200 | 200 | 400 | 200 | 400 | 250 | 500
213683633 | DAY & NIGHT | G97CMN1202422B*D | 120000 | 95% | Yes | 100 | 200 | 150 | 300 | 200 | 400 | 250 | 500
213683651 | DAY & NIGHT | G97CMN0802120B | 80000 | 97% | Yes | 100 | 200 | 200 | 400 | 200 | 400 | 250 | 500
213683659 | DAY & NIGHT | G97CMN0802120B*D | 80000 | 95% | Yes | 100 | 200 | 150 | 300 | 200 | 400 | 250 | 500
205645641 | DAY & NIGHT | N95ESU0401712A | 40000 | 95% | Yes | 100 | 200 | 150 | 300 | 200 | 400 | 250 | 500
212594981 | DAY & NIGHT | N96VSN0401410B | 40000 | 96% | Yes | 100 | 200 | 200 | 400 | 200 | 400 | 250 | 500
212594990 | DAY & NIGHT | N96VSN0401410B*D | 40000 | 95% | Yes | 100 | 200 | 150 | 300 | 200 | 400 | 250 | 500
212594999 | DAY & NIGHT | N96VSN0401712B | 40000 | 96.7% | Yes | 100 | 200 | 200 | 400 | 200 | 400 | 250 | 500
212595008 | DAY & NIGHT | N96VSN0401712B*D | 40000 | 95% | Yes | 100 | 200 | 150 | 300 | 200 | 400 | 250 | 500
211779442 | DAY & NIGHT | N96MSN1202422A | 120000 | 96.1% | Yes | 100 | 200 | 200 | 400 | 200 | 400 | 250 | 500
211779451 | DAY & NIGHT | N96MSN1202422A* | 120000 | 96.1% | Yes | 100 | 200 | 200 | 400 | 200 | 400 | 250 | 500
211779460 | DAY & NIGHT | N96MSN1202422A**D | 120000 | 95% | Yes | 100 | 200 | 150 | 300 | 200 | 400 | 250 | 500
211779469 | DAY & NIGHT | N96MSN1202422A*D | 120000 | 95% | Yes | 100 | 200 | 150 | 300 | 200 | 400 | 250 | 500
211779478 | DAY & NIGHT | N96MSN1402422A | 140000 | 95% | Yes | 100 | 200 | 150 | 300 | 200 | 400 | 250 | 500
211779262 | DAY & NIGHT | N96MSN0601412A**D | 60000 | 95% | Yes | 100 | 200 | 150 | 300 | 200 | 400 | 250 | 500
211779271 | DAY & NIGHT | N96MSN0601412A*D | 60000 | 95% | Yes | 100 | 200 | 150 | 300 | 200 | 400 | 250 | 500
211779280 | DAY & NIGHT | N96MSN0601716A | 60000 | 97% | Yes | 100 | 200 | 200 | 400 | 200 | 400 | 250 | 500
211779289 | DAY & NIGHT | N96MSN0601716A* | 60000 | 97% | Yes | 100 | 200 | 200 | 400 | 200 | 400 | 250 | 500
211779298 | DAY & NIGHT | N96MSN0601716A**D | 60000 | 95% | Yes | 100 | 200 | 150 | 300 | 200 | 400 | 250 | 500
212595060 | DAY & NIGHT | G96VTN0601412B | 60000 | 95% | Yes | 100 | 200 | 150 | 300 | 200 | 400 | 250 | 500
205822137 | DAY & NIGHT | N96VSN0601412A | 60000 | 95% | Yes | 100 | 200 | 150 | 300 | 200 | 400 | 250 | 500
205822148 | DAY & NIGHT | N96VSN0601412A*D | 60000 | 95% | Yes | 100 | 200 | 150 | 300 | 200 | 400 | 250 | 500
205822159 | DAY & NIGHT | N96VSN0601714A | 60000 | 96% | Yes | 100 | 200 | 200 | 400 | 200 | 400 | 250 | 500
205822170 | DAY & NIGHT | N96VSN0601714A*D | 60000 | 95% | Yes | 100 | 200 | 150 | 300 | 200 | 400 | 250 | 500
212595290 | DAY & NIGHT | G96VTN1002122B | 100000 | 96.2% | Yes | 100 | 200 | 200 | 400 | 200 | 400 | 250 | 500
212595297 | DAY & NIGHT | G96VTN1002122B*D | 100000 | 95% | Yes | 100 | 200 | 150 | 300 | 200 | 400 | 250 | 500
212595307 | DAY & NIGHT | N96VSN1002120B | 100000 | 96.3% | Yes | 100 | 200 | 200 | 400 | 200 | 400 | 250 | 500
212595316 | DAY & NIGHT | N96VSN1002120B*D | 100000 | 95% | Yes | 100 | 200 | 150 | 300 | 200 | 400 | 250 | 500
212595170 | DAY & NIGHT | G96VTN0801716B | 80000 | 96.2% | Yes | 100 | 200 | 200 | 400 | 200 | 400 | 250 | 500
212595177 | DAY & NIGHT | G96VTN0801716B*D | 80000 | 95% | Yes | 100 | 200 | 150 | 300 | 200 | 400 | 250 | 500
212595184 | DAY & NIGHT | G96VTN0802120B | 80000 | 96.7% | Yes | 100 | 200 | 200 | 400 | 200 | 400 | 250 | 500
212595191 | DAY & NIGHT | G96VTN0802120B*D | 80000 | 95% | Yes | 100 | 200 | 150 | 300 | 200 | 400 | 250 | 500
211778999 | DAY & NIGHT | N92MSN1202420A* | 120000 | 92.1% | Yes | 100 | 200 | 100 | 200 | 200 | 400 | 250 | 500
213683585 | DAY & NIGHT | G97CMN0602120B*D | 61000 | 96.7% | Yes | 100 | 200 | 200 | 400 | 200 | 400 | 250 | 500
213683593 | DAY & NIGHT | G97CMN0801714B | 80000 | 97% | Yes | 100 | 200 | 200 | 400 | 200 | 400 | 250 | 500
213683601 | DAY & NIGHT | G97CMN0801714B*D | 80000 | 95% | Yes | 100 | 200 | 150 | 300 | 200 | 400 | 250 | 500
213683609 | DAY & NIGHT | G97CMN1002122B | 100000 | 97% | Yes | 100 | 200 | 200 | 400 | 200 | 400 | 250 | 500
213683617 | DAY & NIGHT | G97CMN1002122B*D | 100000 | 95% | Yes | 100 | 200 | 150 | 300 | 200 | 400 | 250 | 500
211780730 | DAY & NIGHT | N96MSN0801716A | 80000 | 97% | Yes | 100 | 200 | 200 | 400 | 200 | 400 | 250 | 500
211780739 | DAY & NIGHT | N96MSN0801716A* | 80000 | 97% | Yes | 100 | 200 | 200 | 400 | 200 | 400 | 250 | 500
205822181 | DAY & NIGHT | N96VSN0801716A | 80000 | 96% | Yes | 100 | 200 | 200 | 400 | 200 | 400 | 250 | 500
205822192 | DAY & NIGHT | N96VSN0801716A*D | 80000 | 95% | Yes | 100 | 200 | 150 | 300 | 200 | 400 | 250 | 500
205822203 | DAY & NIGHT | N96VSN0802120A | 80000 | 96% | Yes | 100 | 200 | 200 | 400 | 200 | 400 | 250 | 500
205822214 | DAY & NIGHT | N96VSN0802120A*D | 80000 | 95% | Yes | 100 | 200 | 150 | 300 | 200 | 400 | 250 | 500
212595350 | DAY & NIGHT | G96VTN1202422B | 120000 | 96.7% | Yes | 100 | 200 | 200 | 400 | 200 | 400 | 250 | 500
212595357 | DAY & NIGHT | G96VTN1202422B*D | 120000 | 95% | Yes | 100 | 200 | 150 | 300 | 200 | 400 | 250 | 500
212595367 | DAY & NIGHT | N96VSN1202422B | 120000 | 96.1% | Yes | 100 | 200 | 200 | 400 | 200 | 400 | 250 | 500
212595376 | DAY & NIGHT | N96VSN1202422B*D | 120000 | 95% | Yes | 100 | 200 | 150 | 300 | 200 | 400 | 250 | 500
211779487 | DAY & NIGHT | N96MSN1402422A*D | 140000 | 95% | Yes | 100 | 200 | 150 | 300 | 200 | 400 | 250 | 500
211779352 | DAY & NIGHT | N96MSN0802120A**D | 80000 | 95% | Yes | 100 | 200 | 150 | 300 | 200 | 400 | 250 | 500
211779361 | DAY & NIGHT | N96MSN0802120A*D | 80000 | 95% | Yes | 100 | 200 | 150 | 300 | 200 | 400 | 250 | 500
211779370 | DAY & NIGHT | N96MSN1002120A | 100000 | 96.3% | Yes | 100 | 200 | 200 | 400 | 200 | 400 | 250 | 500
211779379 | DAY & NIGHT | N96MSN1002120A* | 100000 | 96.3% | Yes | 100 | 200 | 200 | 400 | 200 | 400 | 250 | 500
211779388 | DAY & NIGHT | N96MSN1002120A**D | 100000 | 95% | Yes | 100 | 200 | 150 | 300 | 200 | 400 | 250 | 500
211778909 | DAY & NIGHT | N92MSN0601714A* | 60000 | 92.1% | Yes | 100 | 200 | 100 | 200 | 200 | 400 | 250 | 500
211779307 | DAY & NIGHT | N96MSN0601716A*D | 60000 | 95% | Yes | 100 | 200 | 150 | 300 | 200 | 400 | 250 | 500
211779316 | DAY & NIGHT | N96MSN0801716A**D | 80000 | 95% | Yes | 100 | 200 | 150 | 300 | 200 | 400 | 250 | 500
211779325 | DAY & NIGHT | N96MSN0801716A*D | 80000 | 95% | Yes | 100 | 200 | 150 | 300 | 200 | 400 | 250 | 500
211779334 | DAY & NIGHT | N96MSN0802120A | 80000 | 97% | Yes | 100 | 200 | 200 | 400 | 200 | 400 | 250 | 500
211779343 | DAY & NIGHT | N96MSN0802120A* | 80000 | 97% | Yes | 100 | 200 | 200 | 400 | 200 | 400 | 250 | 500
8915242 | DETTSON | C45-1-D* | 45000 | 92.9% | No | 100 | 200 | 0 | 0 | 100 | 200 | 250 | 500
8915246 | DETTSON | C45-2-D | 45000 | 94.7% | No | 100 | 200 | 0 | 0 | 100 | 200 | 250 | 500
8915247 | DETTSON | C45-2-D* | 45000 | 94.7% | No | 100 | 200 | 0 | 0 | 100 | 200 | 250 | 500
8929189 | DETTSON | C60-2-D | 60000 | 94.4% | No | 100 | 200 | 0 | 0 | 100 | 200 | 250 | 500
8929190 | DETTSON | C60-2-D* | 60000 | 94.4% | No | 100 | 200 | 0 | 0 | 100 | 200 | 250 | 500
8921466 | DETTSON | C60-1-D | 60000 | 94.8% | No | 100 | 200 | 0 | 0 | 100 | 200 | 250 | 500
8921467 | DETTSON | C60-1-D* | 60000 | 94.8% | No | 100 | 200 | 0 | 0 | 100 | 200 | 250 | 500
8915241 | DETTSON | C45-1-D | 45000 | 92.9% | No | 100 | 200 | 0 | 0 | 100 | 200 | 250 | 500
7064733 | DETTSON | C75-1-D | 75000 | 95.3% | No | 100 | 200 | 0 | 0 | 100 | 200 | 250 | 500
7489198 | DETTSON | C75-1-D* | 75000 | 95.3% | No | 100 | 200 | 0 | 0 | 100 | 200 | 250 | 500
7064697 | DETTSON | C75-2-D | 75000 | 95.7% | No | 100 | 200 | 0 | 0 | 100 | 200 | 250 | 500
7489199 | DETTSON | C75-2-D* | 75000 | 95.7% | No | 100 | 200 | 0 | 0 | 100 | 200 | 250 | 500
7088474 | DETTSON | C105-2-D | 105000 | 94.8% | No | 100 | 200 | 0 | 0 | 100 | 200 | 250 | 500
7489190 | DETTSON | C105-2-D* | 105000 | 94.8% | No | 100 | 200 | 0 | 0 | 100 | 200 | 250 | 500
7087844 | DETTSON | C105-1-D | 105000 | 95.3% | No | 100 | 200 | 0 | 0 | 100 | 200 | 250 | 500
7489189 | DETTSON | C105-1-D* | 105000 | 95.3% | No | 100 | 200 | 0 | 0 | 100 | 200 | 250 | 500
7064694 | DETTSON | C120-2-D | 120000 | 96% | No | 100 | 200 | 0 | 0 | 100 | 200 | 250 | 500
7489193 | DETTSON | C120-2-D* | 120000 | 96% | No | 100 | 200 | 0 | 0 | 100 | 200 | 250 | 500
7064695 | DETTSON | C120-1-D | 120000 | 96.2% | No | 100 | 200 | 0 | 0 | 100 | 200 | 250 | 500
7489192 | DETTSON | C120-1-D* | 120000 | 96.2% | No | 100 | 200 | 0 | 0 | 100 | 200 | 250 | 500
202141570 | DETTSON | C45-1-X* | 45000 | 92.9% | Yes | 100 | 200 | 100 | 200 | 200 | 400 | 250 | 500
202141571 | DETTSON | C45-1-X | 45000 | 92.9% | Yes | 100 | 200 | 100 | 200 | 200 | 400 | 250 | 500
202141573 | DETTSON | C60-1-X | 60000 | 94.8% | Yes | 100 | 200 | 150 | 300 | 200 | 400 | 250 | 500
202141572 | DETTSON | C60-1-X* | 60000 | 94.8% | Yes | 100 | 200 | 150 | 300 | 200 | 400 | 250 | 500
202141574 | DETTSON | C75-1-X* | 75000 | 95.3% | Yes | 100 | 200 | 150 | 300 | 200 | 400 | 250 | 500
202141575 | DETTSON | C75-1-X | 75000 | 95.3% | Yes | 100 | 200 | 150 | 300 | 200 | 400 | 250 | 500
7086632 | DETTSON | C105-2-V | 105000 | 95.3% | Yes | 100 | 200 | 150 | 300 | 200 | 400 | 250 | 500
7489191 | DETTSON | C105-2-V* | 105000 | 95.3% | Yes | 100 | 200 | 150 | 300 | 200 | 400 | 250 | 500
202141576 | DETTSON | C105-1-X* | 105000 | 95.3% | Yes | 100 | 200 | 150 | 300 | 200 | 400 | 250 | 500
202141577 | DETTSON | C105-1-X | 105000 | 95.3% | Yes | 100 | 200 | 150 | 300 | 200 | 400 | 250 | 500
201755637 | DETTSON | CC15-M-V* | 15000 | 96.3% | Yes | 100 | 200 | 200 | 400 | 200 | 400 | 250 | 500
8858813 | DETTSON | C15-M-V | 15000 | 97.3% | Yes | 100 | 200 | 200 | 400 | 200 | 400 | 250 | 500
8858971 | DETTSON | C15-M-V* | 15000 | 97.3% | Yes | 100 | 200 | 200 | 400 | 200 | 400 | 250 | 500
8859521 | DETTSON | C30-M-V | 30000 | 96.2% | Yes | 100 | 200 | 200 | 400 | 200 | 400 | 250 | 500
201755641 | DETTSON | C30-M-S | 30000 | 96.2% | Yes | 100 | 200 | 200 | 400 | 200 | 400 | 250 | 500
201755642 | DETTSON | C30-M-S* | 30000 | 96.2% | Yes | 100 | 200 | 200 | 400 | 200 | 400 | 250 | 500
201755638 | DETTSON | C15-M-S | 15000 | 97.3% | Yes | 100 | 200 | 200 | 400 | 200 | 400 | 250 | 500
201755401 | DETTSON | CC15-M-V | 15000 | 96.3% | Yes | 100 | 200 | 200 | 400 | 200 | 400 | 250 | 500
8858511 | DETTSON | C60-M-V* | 60000 | 96.8% | Yes | 100 | 200 | 200 | 400 | 200 | 400 | 250 | 500
204601271 | DETTSON | C60-M-S | 60000 | 96.8% | Yes | 100 | 200 | 200 | 400 | 200 | 400 | 250 | 500
7170683 | DETTSON | C45-2-V | 45000 | 96% | Yes | 100 | 200 | 200 | 400 | 200 | 400 | 250 | 500
7489195 | DETTSON | C45-2-V* | 45000 | 96% | Yes | 100 | 200 | 200 | 400 | 200 | 400 | 250 | 500
7170619 | DETTSON | C45-M-V | 45000 | 96.7% | Yes | 100 | 200 | 200 | 400 | 200 | 400 | 250 | 500
7489196 | DETTSON | C45-M-V* | 45000 | 96.7% | Yes | 100 | 200 | 200 | 400 | 200 | 400 | 250 | 500
201755644 | DETTSON | C45-M-S | 45000 | 96.7% | Yes | 100 | 200 | 200 | 400 | 200 | 400 | 250 | 500
201755645 | DETTSON | C45-M-S* | 45000 | 96.7% | Yes | 100 | 200 | 200 | 400 | 200 | 400 | 250 | 500
8859522 | DETTSON | C30-M-V* | 30000 | 96.2% | Yes | 100 | 200 | 200 | 400 | 200 | 400 | 250 | 500
8858510 | DETTSON | C60-M-V | 60000 | 96.8% | Yes | 100 | 200 | 200 | 400 | 200 | 400 | 250 | 500
201755639 | DETTSON | C15-M-S* | 15000 | 97.3% | Yes | 100 | 200 | 200 | 400 | 200 | 400 | 250 | 500
7064696 | DETTSON | C75-2-V | 75000 | 95.9% | Yes | 100 | 200 | 200 | 400 | 200 | 400 | 250 | 500
7489200 | DETTSON | C75-2-V* | 75000 | 95.9% | Yes | 100 | 200 | 200 | 400 | 200 | 400 | 250 | 500
8858512 | DETTSON | C75-M-V | 75000 | 96% | Yes | 100 | 200 | 200 | 400 | 200 | 400 | 250 | 500
8858513 | DETTSON | C75-M-V* | 75000 | 96% | Yes | 100 | 200 | 200 | 400 | 200 | 400 | 250 | 500
7159344 | DETTSON | C60-2-V | 60000 | 95.7% | Yes | 100 | 200 | 200 | 400 | 200 | 400 | 250 | 500
7489197 | DETTSON | C60-2-V* | 60000 | 95.7% | Yes | 100 | 200 | 200 | 400 | 200 | 400 | 250 | 500
8171778 | DETTSON | C105-M-V | 105000 | 96.6% | Yes | 100 | 200 | 200 | 400 | 200 | 400 | 250 | 500
8171779 | DETTSON | C105-M-V* | 105000 | 96.6% | Yes | 100 | 200 | 200 | 400 | 200 | 400 | 250 | 500
8784501 | DETTSON | C120-M-V | 120000 | 97% | Yes | 100 | 200 | 200 | 400 | 200 | 400 | 250 | 500
8784502 | DETTSON | C120-M-V* | 120000 | 97% | Yes | 100 | 200 | 200 | 400 | 200 | 400 | 250 | 500
202141578 | DETTSON | C120-1-X* | 120000 | 96.2% | Yes | 100 | 200 | 200 | 400 | 200 | 400 | 250 | 500
202141579 | DETTSON | C120-1-X | 120000 | 96.2% | Yes | 100 | 200 | 200 | 400 | 200 | 400 | 250 | 500
7064693 | DETTSON | C120-2-V | 120000 | 96.3% | Yes | 100 | 200 | 200 | 400 | 200 | 400 | 250 | 500
7489194 | DETTSON | C120-2-V* | 120000 | 96.3% | Yes | 100 | 200 | 200 | 400 | 200 | 400 | 250 | 500
208676264 | DETTSON | C15-2-V | 15000 | 96.2% | Yes | 100 | 200 | 200 | 400 | 200 | 400 | 250 | 500
207629565 | DETTSON | C30-2-V | 30000 | 96.3% | Yes | 100 | 200 | 200 | 400 | 200 | 400 | 250 | 500
207629566 | DETTSON | C30-2-V* | 30000 | 96.3% | Yes | 100 | 200 | 200 | 400 | 200 | 400 | 250 | 500
201715011 | DORNBACK | A(L,C,S)HEO-75-2.5 | 75000 | 92.6% | Yes | 100 | 200 | 100 | 200 | 200 | 400 | 250 | 500
201701016 | DUCANE | 92G1UH070BP08-* | 66000 | 92.1% | No | 100 | 200 | 0 | 0 | 100 | 200 | 250 | 500
201701018 | DUCANE | 92G1UH070BP12-* | 66000 | 92.1% | No | 100 | 200 | 0 | 0 | 100 | 200 | 250 | 500
201701032 | DUCANE | 92G1DF070BP12-* | 66000 | 92.1% | No | 100 | 200 | 0 | 0 | 100 | 200 | 250 | 500
201701012 | DUCANE | 92G1UH045BP08-* | 44000 | 92.1% | No | 100 | 200 | 0 | 0 | 100 | 200 | 250 | 500
201701014 | DUCANE | 92G1UH045BP12-* | 44000 | 92.1% | No | 100 | 200 | 0 | 0 | 100 | 200 | 250 | 500
201701030 | DUCANE | 92G1DF045BP12-* | 44000 | 92.1% | No | 100 | 200 | 0 | 0 | 100 | 200 | 250 | 500
201692982 | DUCANE | 95G1DF045BP12-* | 44000 | 95% | No | 100 | 200 | 0 | 0 | 100 | 200 | 250 | 500
201692994 | DUCANE | 95G1UH045BP08-* | 44000 | 95% | No | 100 | 200 | 0 | 0 | 100 | 200 | 250 | 500
201692998 | DUCANE | 95G1UH045BP12-* | 44000 | 95% | No | 100 | 200 | 0 | 0 | 100 | 200 | 250 | 500
201701020 | DUCANE | 92G1UH090CP12-* | 88000 | 92.1% | No | 100 | 200 | 0 | 0 | 100 | 200 | 250 | 500
201701022 | DUCANE | 92G1UH090CP16-* | 88000 | 92.1% | No | 100 | 200 | 0 | 0 | 100 | 200 | 250 | 500
201701034 | DUCANE | 92G1DF090CP16-* | 88000 | 92.1% | No | 100 | 200 | 0 | 0 | 100 | 200 | 250 | 500
201701036 | DUCANE | 92G1DF110CP20-* | 110000 | 92.1% | No | 100 | 200 | 0 | 0 | 100 | 200 | 250 | 500
201701040 | DUCANE | 95G1DF070BP12-* | 66000 | 95% | No | 100 | 200 | 0 | 0 | 100 | 200 | 250 | 500
201693002 | DUCANE | 95G1UH070BP12-* | 66000 | 95% | No | 100 | 200 | 0 | 0 | 100 | 200 | 250 | 500
201692986 | DUCANE | 95G1DF090CP20-* | 88000 | 95% | No | 100 | 200 | 0 | 0 | 100 | 200 | 250 | 500
201693006 | DUCANE | 95G1UH090CP12-* | 88000 | 95% | No | 100 | 200 | 0 | 0 | 100 | 200 | 250 | 500
201693010 | DUCANE | 95G1UH090CP16-* | 88000 | 95% | No | 100 | 200 | 0 | 0 | 100 | 200 | 250 | 500
201701024 | DUCANE | 92G1UH110CP16-* | 110000 | 92.1% | No | 100 | 200 | 0 | 0 | 100 | 200 | 250 | 500
201701026 | DUCANE | 92G1UH110CP20-* | 110000 | 92.1% | No | 100 | 200 | 0 | 0 | 100 | 200 | 250 | 500
201693018 | DUCANE | 95G1UH110CP16-* | 110000 | 95% | No | 100 | 200 | 0 | 0 | 100 | 200 | 250 | 500
201692990 | DUCANE | 95G1DF110CP20-* | 110000 | 95% | No | 100 | 200 | 0 | 0 | 100 | 200 | 250 | 500
201693014 | DUCANE | 95G1UH110CP20-* | 110000 | 95% | No | 100 | 200 | 0 | 0 | 100 | 200 | 250 | 500
201701028 | DUCANE | 92G1UH135DP20-* | 132000 | 92.1% | No | 100 | 200 | 0 | 0 | 100 | 200 | 250 | 500
201693022 | DUCANE | 95G1UH135DP20-* | 132000 | 95% | No | 100 | 200 | 0 | 0 | 100 | 200 | 250 | 500
204183647 | DUCANE | 92G1UH030BE12-* | 30000 | 92% | Yes | 100 | 200 | 100 | 200 | 200 | 400 | 250 | 500
204183654 | DUCANE | 92G1UH090CE12-* | 88000 | 92% | Yes | 100 | 200 | 100 | 200 | 200 | 400 | 250 | 500
204183656 | DUCANE | 92G1UH090CE16-* | 88000 | 92% | Yes | 100 | 200 | 100 | 200 | 200 | 400 | 250 | 500
204183666 | DUCANE | 92G1DF090CE16-* | 88000 | 92% | Yes | 100 | 200 | 100 | 200 | 200 | 400 | 250 | 500
204183650 | DUCANE | 92G1UH045BE12-* | 44000 | 92% | Yes | 100 | 200 | 100 | 200 | 200 | 400 | 250 | 500
204183662 | DUCANE | 92G1DF045BE12-* | 44000 | 92% | Yes | 100 | 200 | 100 | 200 | 200 | 400 | 250 | 500
204183660 | DUCANE | 92G1UH110CE20-* | 110000 | 92% | Yes | 100 | 200 | 100 | 200 | 200 | 400 | 250 | 500
204183652 | DUCANE | 92G1UH070BE12-* | 66000 | 92% | Yes | 100 | 200 | 100 | 200 | 200 | 400 | 250 | 500
204183664 | DUCANE | 92G1DF070BE12-* | 66000 | 92% | Yes | 100 | 200 | 100 | 200 | 200 | 400 | 250 | 500
204183658 | DUCANE | 92G1UH110CE16-* | 110000 | 92% | Yes | 100 | 200 | 100 | 200 | 200 | 400 | 250 | 500
201707078 | DUCANE | 95G2DF045BE12* | 44000 | 95% | Yes | 100 | 200 | 150 | 300 | 200 | 400 | 250 | 500
201693082 | DUCANE | 95G1UH045BE12-* | 44000 | 95% | Yes | 100 | 200 | 150 | 300 | 200 | 400 | 250 | 500
201693084 | DUCANE | 95G1DF045BE12-* | 44000 | 95% | Yes | 100 | 200 | 150 | 300 | 200 | 400 | 250 | 500
201702147 | DUCANE | 95G2DF045BV12-* | 44000 | 95% | Yes | 100 | 200 | 150 | 300 | 200 | 400 | 250 | 500
201981483 | DUCANE | 95G1UH060BE12X-* | 60000 | 95% | Yes | 100 | 200 | 150 | 300 | 200 | 400 | 250 | 500
201702157 | DUCANE | 95G2UH045BV12-* | 44000 | 95% | Yes | 100 | 200 | 150 | 300 | 200 | 400 | 250 | 500
202195668 | DUCANE | 95G1UH045BE12-** | 44000 | 95% | Yes | 100 | 200 | 150 | 300 | 200 | 400 | 250 | 500
202195673 | DUCANE | 95G1DF045BE12-** | 44000 | 95% | Yes | 100 | 200 | 150 | 300 | 200 | 400 | 250 | 500
201707076 | DUCANE | 95G2UH135DE20* | 132000 | 95% | Yes | 100 | 200 | 150 | 300 | 200 | 400 | 250 | 500
201702145 | DUCANE | 95G2UH135DV20-* | 132000 | 95% | Yes | 100 | 200 | 150 | 300 | 200 | 400 | 250 | 500
201707080 | DUCANE | 95G2DF070BE16* | 66000 | 95% | Yes | 100 | 200 | 150 | 300 | 200 | 400 | 250 | 500
201693088 | DUCANE | 95G1DF070BE16-* | 66000 | 95% | Yes | 100 | 200 | 150 | 300 | 200 | 400 | 250 | 500
201693098 | DUCANE | 95G1UH070BE12-* | 66000 | 95% | Yes | 100 | 200 | 150 | 300 | 200 | 400 | 250 | 500
201702137 | DUCANE | 95G2UH070BV12-* | 66000 | 95% | Yes | 100 | 200 | 150 | 300 | 200 | 400 | 250 | 500
201702149 | DUCANE | 95G2DF070BV16-* | 66000 | 95% | Yes | 100 | 200 | 150 | 300 | 200 | 400 | 250 | 500
202195669 | DUCANE | 95G1UH070BE12-** | 66000 | 95% | Yes | 100 | 200 | 150 | 300 | 200 | 400 | 250 | 500
202195674 | DUCANE | 95G1DF070BE16-** | 66000 | 95% | Yes | 100 | 200 | 150 | 300 | 200 | 400 | 250 | 500
201870471 | DUCANE | 95G1UH080CE16X-* | 80000 | 95% | Yes | 100 | 200 | 150 | 300 | 200 | 400 | 250 | 500
201870467 | DUCANE | 95G1UH040BE12X-* | 40000 | 95% | Yes | 100 | 200 | 150 | 300 | 200 | 400 | 250 | 500
201693090 | DUCANE | 95G1DF090CE16-* | 88000 | 95% | Yes | 100 | 200 | 150 | 300 | 200 | 400 | 250 | 500
201693102 | DUCANE | 95G1UH090CE16-* | 88000 | 95% | Yes | 100 | 200 | 150 | 300 | 200 | 400 | 250 | 500
201702139 | DUCANE | 95G2UH090CV12-* | 88000 | 95% | Yes | 100 | 200 | 150 | 300 | 200 | 400 | 250 | 500
201702141 | DUCANE | 95G2UH090CV20-* | 88000 | 95% | Yes | 100 | 200 | 150 | 300 | 200 | 400 | 250 | 500
201702151 | DUCANE | 95G2DF090CV20-* | 88000 | 95% | Yes | 100 | 200 | 150 | 300 | 200 | 400 | 250 | 500
202195670 | DUCANE | 95G1UH090CE16-** | 88000 | 95% | Yes | 100 | 200 | 150 | 300 | 200 | 400 | 250 | 500
202195675 | DUCANE | 95G1DF090CE16-** | 88000 | 95% | Yes | 100 | 200 | 150 | 300 | 200 | 400 | 250 | 500
201870473 | DUCANE | 95G1UH100CE20X-* | 100000 | 95% | Yes | 100 | 200 | 150 | 300 | 200 | 400 | 250 | 500
201707084 | DUCANE | 95G2DF110CE20* | 110000 | 95% | Yes | 100 | 200 | 150 | 300 | 200 | 400 | 250 | 500
201693094 | DUCANE | 95G1DF110CE20-* | 110000 | 95% | Yes | 100 | 200 | 150 | 300 | 200 | 400 | 250 | 500
201693106 | DUCANE | 95G1UH110CE20-* | 110000 | 95% | Yes | 100 | 200 | 150 | 300 | 200 | 400 | 250 | 500
201702143 | DUCANE | 95G2UH110CV20-* | 110000 | 95% | Yes | 100 | 200 | 150 | 300 | 200 | 400 | 250 | 500
201702153 | DUCANE | 95G2DF110CV20-* | 110000 | 95% | Yes | 100 | 200 | 150 | 300 | 200 | 400 | 250 | 500
202195671 | DUCANE | 95G1UH110CE20-** | 110000 | 95% | Yes | 100 | 200 | 150 | 300 | 200 | 400 | 250 | 500
202195676 | DUCANE | 95G1DF110CE20-** | 110000 | 95% | Yes | 100 | 200 | 150 | 300 | 200 | 400 | 250 | 500
201693110 | DUCANE | 95G1UH135DE20-* | 132000 | 95% | Yes | 100 | 200 | 150 | 300 | 200 | 400 | 250 | 500
202195672 | DUCANE | 95G1UH135DE20-** | 132000 | 95% | Yes | 100 | 200 | 150 | 300 | 200 | 400 | 250 | 500
204388722 | DUCANE | 96G2UH045BV12-* | 44000 | 96% | Yes | 100 | 200 | 200 | 400 | 200 | 400 | 250 | 500
201870461 | DUCANE | 96G1DF045BE12-* | 44000 | 96.1% | Yes | 100 | 200 | 200 | 400 | 200 | 400 | 250 | 500
201870453 | DUCANE | 96G1UH045BE12-* | 44000 | 96.6% | Yes | 100 | 200 | 200 | 400 | 200 | 400 | 250 | 500
201870451 | DUCANE | 96G1UH030E08-* | 30000 | 96.1% | Yes | 100 | 200 | 200 | 400 | 200 | 400 | 250 | 500
201986890 | DUCANE | 96G1UH030BE08-* | 30000 | 96.1% | Yes | 100 | 200 | 200 | 400 | 200 | 400 | 250 | 500
204388724 | DUCANE | 96G2UH070BV12-* | 66000 | 96% | Yes | 100 | 200 | 200 | 400 | 200 | 400 | 250 | 500
204388737 | DUCANE | 96G2DF070BV16-* | 66000 | 96% | Yes | 100 | 200 | 200 | 400 | 200 | 400 | 250 | 500
201870455 | DUCANE | 96G1UH070BE12-* | 66000 | 96.1% | Yes | 100 | 200 | 200 | 400 | 200 | 400 | 250 | 500
201870463 | DUCANE | 96G1DF070BE16-* | 66000 | 96.1% | Yes | 100 | 200 | 200 | 400 | 200 | 400 | 250 | 500
204388727 | DUCANE | 96G2UH090CV12-* | 88000 | 96% | Yes | 100 | 200 | 200 | 400 | 200 | 400 | 250 | 500
204388729 | DUCANE | 96G2UH090CV20-* | 88000 | 96% | Yes | 100 | 200 | 200 | 400 | 200 | 400 | 250 | 500
204388739 | DUCANE | 96G2DF090CV20-* | 88000 | 96% | Yes | 100 | 200 | 200 | 400 | 200 | 400 | 250 | 500
202158086 | DUCANE | 96G1DF090CE16-* | 88000 | 96.1% | Yes | 100 | 200 | 200 | 400 | 200 | 400 | 250 | 500
201870457 | DUCANE | 96G1UH090BE16-* | 88000 | 96.3% | Yes | 100 | 200 | 200 | 400 | 200 | 400 | 250 | 500
202158082 | DUCANE | 96G1UH090CE16-* | 88000 | 96.3% | Yes | 100 | 200 | 200 | 400 | 200 | 400 | 250 | 500
204388731 | DUCANE | 96G2UH110CV20-* | 110000 | 96% | Yes | 100 | 200 | 200 | 400 | 200 | 400 | 250 | 500
204388741 | DUCANE | 96G2DF110CV20-* | 110000 | 96% | Yes | 100 | 200 | 200 | 400 | 200 | 400 | 250 | 500
201870459 | DUCANE | 96G1UH110BE20-* | 110000 | 96.4% | Yes | 100 | 200 | 200 | 400 | 200 | 400 | 250 | 500
202158084 | DUCANE | 96G1UH110CE16-* | 110000 | 96.4% | Yes | 100 | 200 | 200 | 400 | 200 | 400 | 250 | 500
202160622 | DUCANE | 96G1UH110CE20-* | 110000 | 96.4% | Yes | 100 | 200 | 200 | 400 | 200 | 400 | 250 | 500
204388734 | DUCANE | 96G2UH135DV20-* | 132000 | 96% | Yes | 100 | 200 | 200 | 400 | 200 | 400 | 250 | 500
209191318 | DUCANE | 96G2UH045BE12-* | 44000 | 96% | Yes | 100 | 200 | 200 | 400 | 200 | 400 | 250 | 500
209191320 | DUCANE | 96G2UH070BE12-* | 66000 | 96% | Yes | 100 | 200 | 200 | 400 | 200 | 400 | 250 | 500
209191322 | DUCANE | 96G2UH090CE16-* | 88000 | 96% | Yes | 100 | 200 | 200 | 400 | 200 | 400 | 250 | 500
209191324 | DUCANE | 96G2UH110CE20-** | 110000 | 96% | Yes | 100 | 200 | 200 | 400 | 200 | 400 | 250 | 500
209240188 | DUCANE | 96G2UH030BE08-* | 30000 | 96% | Yes | 100 | 200 | 200 | 400 | 200 | 400 | 250 | 500
213683780 | DUCANE | 97G2UH090CV20-** | 88000 | 97% | Yes | 100 | 200 | 200 | 400 | 200 | 400 | 250 | 500
213683782 | DUCANE | 97G2UH110CV20-** | 110000 | 97% | Yes | 100 | 200 | 200 | 400 | 200 | 400 | 250 | 500
213683784 | DUCANE | 97G2UH135DV20-** | 132000 | 97% | Yes | 100 | 200 | 200 | 400 | 200 | 400 | 250 | 500
213683786 | DUCANE | 97G2DF070BV16-** | 66000 | 97% | Yes | 100 | 200 | 200 | 400 | 200 | 400 | 250 | 500
213683788 | DUCANE | 97G2DF090CV20-** | 88000 | 97% | Yes | 100 | 200 | 200 | 400 | 200 | 400 | 250 | 500
213683790 | DUCANE | 97G2DF110CV20-** | 110000 | 97% | Yes | 100 | 200 | 200 | 400 | 200 | 400 | 250 | 500
213683774 | DUCANE | 97G2UH045BV12-** | 44000 | 97% | Yes | 100 | 200 | 200 | 400 | 200 | 400 | 250 | 500
213683776 | DUCANE | 97G2UH070BV12-** | 66000 | 97% | Yes | 100 | 200 | 200 | 400 | 200 | 400 | 250 | 500
213683778 | DUCANE | 97G2UH090CV12-** | 88000 | 97% | Yes | 100 | 200 | 200 | 400 | 200 | 400 | 250 | 500
209191305 | DUCANE | 96G2DF045BE12-* | 44000 | 96% | Yes | 100 | 200 | 200 | 400 | 200 | 400 | 250 | 500
209191307 | DUCANE | 96G2DF070BE16-* | 66000 | 96% | Yes | 100 | 200 | 200 | 400 | 200 | 400 | 250 | 500
209191309 | DUCANE | 96G2DF090CE16-* | 88000 | 96% | Yes | 100 | 200 | 200 | 400 | 200 | 400 | 250 | 500
209191311 | DUCANE | 96G2DF110CE20-* | 110000 | 96% | Yes | 100 | 200 | 200 | 400 | 200 | 400 | 250 | 500
209191313 | DUCANE | 96G1DF110CE20-* | 110000 | 96% | Yes | 100 | 200 | 200 | 400 | 200 | 400 | 250 | 500
209191315 | DUCANE | 96G1UH135DE20-* | 132000 | 96% | Yes | 100 | 200 | 200 | 400 | 200 | 400 | 250 | 500
213499803 | DUCANE | 97G2UH030BE08-** | 30000 | 97% | Yes | 100 | 200 | 200 | 400 | 200 | 400 | 250 | 500
213499805 | DUCANE | 97G2UH110CE20-** | 110000 | 97% | Yes | 100 | 200 | 200 | 400 | 200 | 400 | 250 | 500
213614261 | DUCANE | 96G1DF110CE20-* | 110000 | 96.1% | Yes | 100 | 200 | 200 | 400 | 200 | 400 | 250 | 500
213433314 | DUCANE | 97G2DF045BE12-** | 44000 | 97% | Yes | 100 | 200 | 200 | 400 | 200 | 400 | 250 | 500
213433316 | DUCANE | 97G2DF070BE16-** | 66000 | 97% | Yes | 100 | 200 | 200 | 400 | 200 | 400 | 250 | 500
213433318 | DUCANE | 97G2DF090CE16-** | 88000 | 97% | Yes | 100 | 200 | 200 | 400 | 200 | 400 | 250 | 500
213433320 | DUCANE | 97G2DF110CE20-** | 110000 | 97% | Yes | 100 | 200 | 200 | 400 | 200 | 400 | 250 | 500
213433321 | DUCANE | 97G2UH045BE12-** | 44000 | 97% | Yes | 100 | 200 | 200 | 400 | 200 | 400 | 250 | 500
213433323 | DUCANE | 97G2UH070BE12-** | 66000 | 97% | Yes | 100 | 200 | 200 | 400 | 200 | 400 | 250 | 500
213433325 | DUCANE | 97G2UH090CE16-** | 88000 | 97% | Yes | 100 | 200 | 200 | 400 | 200 | 400 | 250 | 500
213433327 | DUCANE | 97G2UH110C20-** | 110000 | 97% | Yes | 100 | 200 | 200 | 400 | 200 | 400 | 250 | 500
207430288 | DURASTAR | DR96UAT1152524SA | 112000 | 96% | Yes | 100 | 200 | 200 | 400 | 200 | 400 | 250 | 500
206720669 | DURASTAR | DR96UAT0402317SA | 42000 | 96% | Yes | 100 | 200 | 200 | 400 | 200 | 400 | 250 | 500
206720670 | DURASTAR | DR96UAT0602317SA | 56000 | 96% | Yes | 100 | 200 | 200 | 400 | 200 | 400 | 250 | 500
206720671 | DURASTAR | DR96UAT0702317SA | 70000 | 96% | Yes | 100 | 200 | 200 | 400 | 200 | 400 | 250 | 500
206720672 | DURASTAR | DR96UAT0702521SA | 70000 | 96% | Yes | 100 | 200 | 200 | 400 | 200 | 400 | 250 | 500
206720673 | DURASTAR | DR96UAT0852521SA | 84000 | 96% | Yes | 100 | 200 | 200 | 400 | 200 | 400 | 250 | 500
206720674 | DURASTAR | DR96UAT1002521SA | 98000 | 96% | Yes | 100 | 200 | 200 | 400 | 200 | 400 | 250 | 500
213927539 | DURASTAR | DR95UHAW0701521UAB | 70000 | 95% | Yes | 100 | 200 | 150 | 300 | 200 | 400 | 250 | 500
208676588 | DURASTAR | DR95M4AT0401317S | 42000 | 95% | Yes | 100 | 200 | 150 | 300 | 200 | 400 | 250 | 500
208676589 | DURASTAR | DR95M4AT0601317S | 56000 | 95% | Yes | 100 | 200 | 150 | 300 | 200 | 400 | 250 | 500
208676590 | DURASTAR | DR95M4AT0701317S | 70000 | 95% | Yes | 100 | 200 | 150 | 300 | 200 | 400 | 250 | 500
208676591 | DURASTAR | DR95M4AT0701521S | 70000 | 95% | Yes | 100 | 200 | 150 | 300 | 200 | 400 | 250 | 500
208676592 | DURASTAR | DR95M4AT0851521S | 84000 | 95% | Yes | 100 | 200 | 150 | 300 | 200 | 400 | 250 | 500
208676593 | DURASTAR | DR95M4AT1001521S | 98000 | 95% | Yes | 100 | 200 | 150 | 300 | 200 | 400 | 250 | 500
208676594 | DURASTAR | DR95M4AT1151524S | 112000 | 95% | Yes | 100 | 200 | 150 | 300 | 200 | 400 | 250 | 500
208676595 | DURASTAR | DR95M4AW0401317S | 56000 | 95% | Yes | 100 | 200 | 150 | 300 | 200 | 400 | 250 | 500
208676596 | DURASTAR | DR95M4AW0601317S | 56000 | 95% | Yes | 100 | 200 | 150 | 300 | 200 | 400 | 250 | 500
208676597 | DURASTAR | DR95M4AW0701317S | 70000 | 95% | Yes | 100 | 200 | 150 | 300 | 200 | 400 | 250 | 500
208676598 | DURASTAR | DR95M4AW0701521S | 70000 | 95% | Yes | 100 | 200 | 150 | 300 | 200 | 400 | 250 | 500
208676599 | DURASTAR | DR95M4AW0851521S | 84000 | 95% | Yes | 100 | 200 | 150 | 300 | 200 | 400 | 250 | 500
208676600 | DURASTAR | DR95M4AW1001521S | 98000 | 95% | Yes | 100 | 200 | 150 | 300 | 200 | 400 | 250 | 500
208676601 | DURASTAR | DR95M4AW1151524S | 112000 | 95% | Yes | 100 | 200 | 150 | 300 | 200 | 400 | 250 | 500
212922387 | DURASTAR | DR95UHAW0401317UAB | 42000 | 95% | Yes | 100 | 200 | 150 | 300 | 200 | 400 | 250 | 500
212922388 | DURASTAR | DR95UHAW0601317UAB | 56000 | 95% | Yes | 100 | 200 | 150 | 300 | 200 | 400 | 250 | 500
212922389 | DURASTAR | DR95UHAW1001521UAB | 95000 | 95% | Yes | 100 | 200 | 150 | 300 | 200 | 400 | 250 | 500
208430141 | DURASTAR | DR96M4AW0402317S | 42000 | 96% | Yes | 100 | 200 | 200 | 400 | 200 | 400 | 250 | 500
208430142 | DURASTAR | DR96M4AW0602317S | 56000 | 96% | Yes | 100 | 200 | 200 | 400 | 200 | 400 | 250 | 500
208430143 | DURASTAR | DR96M4AW0702317S | 70000 | 96% | Yes | 100 | 200 | 200 | 400 | 200 | 400 | 250 | 500
208430144 | DURASTAR | DR96M4AW0702521S | 70000 | 96% | Yes | 100 | 200 | 200 | 400 | 200 | 400 | 250 | 500
208430145 | DURASTAR | DR96M4AW0852521S | 84000 | 96% | Yes | 100 | 200 | 200 | 400 | 200 | 400 | 250 | 500
208430146 | DURASTAR | DR96M4AW1002521S | 98000 | 96% | Yes | 100 | 200 | 200 | 400 | 200 | 400 | 250 | 500
208430147 | DURASTAR | DR96M4AW1152524S | 112000 | 96% | Yes | 100 | 200 | 200 | 400 | 200 | 400 | 250 | 500
205783267 | DURASTAR | DR95UCT0401317SA | 42000 | 95% | Yes | 100 | 200 | 150 | 300 | 200 | 400 | 250 | 500
205783268 | DURASTAR | DR95UCT0601317SA | 56000 | 95% | Yes | 100 | 200 | 150 | 300 | 200 | 400 | 250 | 500
205783269 | DURASTAR | DR95UCT0701317SA | 70000 | 95% | Yes | 100 | 200 | 150 | 300 | 200 | 400 | 250 | 500
205783270 | DURASTAR | DR95UCT0701521SA | 70000 | 95% | Yes | 100 | 200 | 150 | 300 | 200 | 400 | 250 | 500
205783271 | DURASTAR | DR95UCT0851521SA | 84000 | 95% | Yes | 100 | 200 | 150 | 300 | 200 | 400 | 250 | 500
205783272 | DURASTAR | DR95UCT1001521SA | 98000 | 95% | Yes | 100 | 200 | 150 | 300 | 200 | 400 | 250 | 500
205783273 | DURASTAR | DR95UCT1151524SA | 121000 | 95% | Yes | 100 | 200 | 150 | 300 | 200 | 400 | 250 | 500
9958598 | DUROGUARD | D92TA0401317MSA | 42000 | 92% | Yes | 100 | 200 | 100 | 200 | 200 | 400 | 250 | 500
9958602 | DUROGUARD | D92TA0601317MSA | 56000 | 92% | Yes | 100 | 200 | 100 | 200 | 200 | 400 | 250 | 500
9958618 | DUROGUARD | D92TA1151524MSA | 112000 | 92% | Yes | 100 | 200 | 100 | 200 | 200 | 400 | 250 | 500
9958606 | DUROGUARD | D92TA0701317MSA | 70000 | 92% | Yes | 100 | 200 | 100 | 200 | 200 | 400 | 250 | 500
9958610 | DUROGUARD | D92TA0851521MSA | 84000 | 92% | Yes | 100 | 200 | 100 | 200 | 200 | 400 | 250 | 500
9958614 | DUROGUARD | D92TA1001521MSA | 98000 | 92% | Yes | 100 | 200 | 100 | 200 | 200 | 400 | 250 | 500
8934606 | DUROGUARD | D95TC0401317MSA | 42000 | 95% | Yes | 100 | 200 | 150 | 300 | 200 | 400 | 250 | 500
8934614 | DUROGUARD | D95TC0701317MSA | 70000 | 95% | Yes | 100 | 200 | 150 | 300 | 200 | 400 | 250 | 500
8934618 | DUROGUARD | D95TC0851521MSA | 84000 | 95% | Yes | 100 | 200 | 150 | 300 | 200 | 400 | 250 | 500
8934626 | DUROGUARD | D95TC1151524MSA | 112000 | 95% | Yes | 100 | 200 | 150 | 300 | 200 | 400 | 250 | 500
7502131 | DUROGUARD | D96VA0402317MSA | 42000 | 96% | Yes | 100 | 200 | 200 | 400 | 200 | 400 | 250 | 500
6715442 | DUROGUARD | D96VA0602317MSA | 56000 | 96% | Yes | 100 | 200 | 200 | 400 | 200 | 400 | 250 | 500
9950848 | DUROGUARD | D96TA0702317MSA | 70000 | 96% | Yes | 100 | 200 | 200 | 400 | 200 | 400 | 250 | 500
7086387 | DUROGUARD | D96VA0852521MSB | 84000 | 96% | Yes | 100 | 200 | 200 | 400 | 200 | 400 | 250 | 500
6715448 | DUROGUARD | D96VA1002521MSA | 98000 | 96% | Yes | 100 | 200 | 200 | 400 | 200 | 400 | 250 | 500
9950860 | DUROGUARD | D96TA1152524MSA | 112000 | 96% | Yes | 100 | 200 | 200 | 400 | 200 | 400 | 250 | 500
9950844 | DUROGUARD | D96TA0602317MSA | 56000 | 96% | Yes | 100 | 200 | 200 | 400 | 200 | 400 | 250 | 500
201712901 | ECOTEMP | WFAR040A030C** | 40000 | 92.1% | No | 100 | 200 | 0 | 0 | 100 | 200 | 250 | 500
201707587 | ECOTEMP | WFAR040A030C | 40000 | 92.1% | No | 100 | 200 | 0 | 0 | 100 | 200 | 250 | 500
201707593 | ECOTEMP | WFAR080C060C | 80000 | 92.1% | No | 100 | 200 | 0 | 0 | 100 | 200 | 250 | 500
201712905 | ECOTEMP | WFAR080C060C** | 80000 | 92.1% | No | 100 | 200 | 0 | 0 | 100 | 200 | 250 | 500
201706082 | ECOTEMP | WFAR080B048B* | 80000 | 92.1% | No | 100 | 200 | 0 | 0 | 100 | 200 | 250 | 500
201712417 | ECOTEMP | WFSR040A030A*D | 40000 | 95% | No | 100 | 200 | 0 | 0 | 100 | 200 | 250 | 500
201712467 | ECOTEMP | WFSR040A030A**D | 40000 | 95% | No | 100 | 200 | 0 | 0 | 100 | 200 | 250 | 500
201712453 | ECOTEMP | WFSR040A030A* | 40000 | 96% | No | 100 | 200 | 0 | 0 | 100 | 200 | 250 | 500
201707589 | ECOTEMP | WFAR060B048C | 60000 | 92.1% | No | 100 | 200 | 0 | 0 | 100 | 200 | 250 | 500
201712903 | ECOTEMP | WFAR060B048C** | 60000 | 92.1% | No | 100 | 200 | 0 | 0 | 100 | 200 | 250 | 500
201702481 | ECOTEMP | WFSR060B042A | 60000 | 96% | No | 100 | 200 | 0 | 0 | 100 | 200 | 250 | 500
201712455 | ECOTEMP | WFSR060B042A* | 60000 | 96% | No | 100 | 200 | 0 | 0 | 100 | 200 | 250 | 500
201706068 | ECOTEMP | WFAR080B048B | 80000 | 92.1% | No | 100 | 200 | 0 | 0 | 100 | 200 | 250 | 500
201707599 | ECOTEMP | WFAR120D060C | 120000 | 92.1% | No | 100 | 200 | 0 | 0 | 100 | 200 | 250 | 500
201712911 | ECOTEMP | WFAR120D060C** | 120000 | 92.1% | No | 100 | 200 | 0 | 0 | 100 | 200 | 250 | 500
201712419 | ECOTEMP | WFSR060B042A*D | 60000 | 95% | No | 100 | 200 | 0 | 0 | 100 | 200 | 250 | 500
201712469 | ECOTEMP | WFSR060B042A**D | 60000 | 95% | No | 100 | 200 | 0 | 0 | 100 | 200 | 250 | 500
201712421 | ECOTEMP | WFSR080B048A*D | 80000 | 95% | No | 100 | 200 | 0 | 0 | 100 | 200 | 250 | 500
201712423 | ECOTEMP | WFSR080C060A*D | 80000 | 95% | No | 100 | 200 | 0 | 0 | 100 | 200 | 250 | 500
201712471 | ECOTEMP | WFSR080B048A**D | 80000 | 95% | No | 100 | 200 | 0 | 0 | 100 | 200 | 250 | 500
201712473 | ECOTEMP | WFSR080C060A**D | 80000 | 95% | No | 100 | 200 | 0 | 0 | 100 | 200 | 250 | 500
201702479 | ECOTEMP | WFSR040A030A | 40000 | 96% | No | 100 | 200 | 0 | 0 | 100 | 200 | 250 | 500
201702483 | ECOTEMP | WFSR080B048A | 80000 | 96% | No | 100 | 200 | 0 | 0 | 100 | 200 | 250 | 500
201702485 | ECOTEMP | WFSR080C060A | 80000 | 96% | No | 100 | 200 | 0 | 0 | 100 | 200 | 250 | 500
201712457 | ECOTEMP | WFSR080B048A* | 80000 | 96% | No | 100 | 200 | 0 | 0 | 100 | 200 | 250 | 500
201712459 | ECOTEMP | WFSR080C060A* | 80000 | 96% | No | 100 | 200 | 0 | 0 | 100 | 200 | 250 | 500
201707595 | ECOTEMP | WFAR100C048C | 100000 | 92.1% | No | 100 | 200 | 0 | 0 | 100 | 200 | 250 | 500
201707597 | ECOTEMP | WFAR100C060C | 100000 | 92.1% | No | 100 | 200 | 0 | 0 | 100 | 200 | 250 | 500
201712907 | ECOTEMP | WFAR100C048C** | 100000 | 92.1% | No | 100 | 200 | 0 | 0 | 100 | 200 | 250 | 500
201712909 | ECOTEMP | WFAR100C060C** | 100000 | 92.1% | No | 100 | 200 | 0 | 0 | 100 | 200 | 250 | 500
201712425 | ECOTEMP | WFSR100C042A*D | 100000 | 95% | No | 100 | 200 | 0 | 0 | 100 | 200 | 250 | 500
201712427 | ECOTEMP | WFSR100C060A*D | 100000 | 95% | No | 100 | 200 | 0 | 0 | 100 | 200 | 250 | 500
201712475 | ECOTEMP | WFSR100C042A**D | 100000 | 95% | No | 100 | 200 | 0 | 0 | 100 | 200 | 250 | 500
201712477 | ECOTEMP | WFSR100C060A**D | 100000 | 95% | No | 100 | 200 | 0 | 0 | 100 | 200 | 250 | 500
201702487 | ECOTEMP | WFSR100C042A | 100000 | 96% | No | 100 | 200 | 0 | 0 | 100 | 200 | 250 | 500
201702489 | ECOTEMP | WFSR100C060A | 100000 | 96% | No | 100 | 200 | 0 | 0 | 100 | 200 | 250 | 500
201712461 | ECOTEMP | WFSR100C042A* | 100000 | 96% | No | 100 | 200 | 0 | 0 | 100 | 200 | 250 | 500
201712463 | ECOTEMP | WFSR100C060A* | 100000 | 96% | No | 100 | 200 | 0 | 0 | 100 | 200 | 250 | 500
201712429 | ECOTEMP | WFSR120D060A*D | 120000 | 95% | No | 100 | 200 | 0 | 0 | 100 | 200 | 250 | 500
201712479 | ECOTEMP | WFSR120D060A**D | 120000 | 95% | No | 100 | 200 | 0 | 0 | 100 | 200 | 250 | 500
201702491 | ECOTEMP | WFSR120D060A | 120000 | 96% | No | 100 | 200 | 0 | 0 | 100 | 200 | 250 | 500
201712465 | ECOTEMP | WFSR120D060A* | 120000 | 96% | No | 100 | 200 | 0 | 0 | 100 | 200 | 250 | 500
203359971 | ECOTEMP | WFAX060A036A | 60000 | 92.1% | Yes | 100 | 200 | 100 | 200 | 200 | 400 | 250 | 500
203359973 | ECOTEMP | WFAX060A036A* | 60000 | 92.1% | Yes | 100 | 200 | 100 | 200 | 200 | 400 | 250 | 500
203359975 | ECOTEMP | WFAX060B042A | 60000 | 92.1% | Yes | 100 | 200 | 100 | 200 | 200 | 400 | 250 | 500
203359977 | ECOTEMP | WFAX060B042A* | 60000 | 92.1% | Yes | 100 | 200 | 100 | 200 | 200 | 400 | 250 | 500
203359963 | ECOTEMP | WFAX040A030A | 40000 | 92.1% | Yes | 100 | 200 | 100 | 200 | 200 | 400 | 250 | 500
203359965 | ECOTEMP | WFAX040A030A* | 40000 | 92.1% | Yes | 100 | 200 | 100 | 200 | 200 | 400 | 250 | 500
203359967 | ECOTEMP | WFAX040B036A | 40000 | 92.1% | Yes | 100 | 200 | 100 | 200 | 200 | 400 | 250 | 500
203359969 | ECOTEMP | WFAX040B036A* | 40000 | 92.1% | Yes | 100 | 200 | 100 | 200 | 200 | 400 | 250 | 500
203359980 | ECOTEMP | WFAX080B048A* | 80000 | 92.1% | Yes | 100 | 200 | 100 | 200 | 200 | 400 | 250 | 500
203359982 | ECOTEMP | WFAX080C060A | 80000 | 92.1% | Yes | 100 | 200 | 100 | 200 | 200 | 400 | 250 | 500
203359978 | ECOTEMP | WFAX080B048A | 80000 | 92.1% | Yes | 100 | 200 | 100 | 200 | 200 | 400 | 250 | 500
203359984 | ECOTEMP | WFAX080C060A* | 80000 | 92.1% | Yes | 100 | 200 | 100 | 200 | 200 | 400 | 250 | 500
203359989 | ECOTEMP | WFAX120D060A | 120000 | 92.1% | Yes | 100 | 200 | 100 | 200 | 200 | 400 | 250 | 500
203359991 | ECOTEMP | WFAX120D060A* | 120000 | 92.1% | Yes | 100 | 200 | 100 | 200 | 200 | 400 | 250 | 500
203359986 | ECOTEMP | WFAX100C060A | 100000 | 92.1% | Yes | 100 | 200 | 100 | 200 | 200 | 400 | 250 | 500
203359987 | ECOTEMP | WFAX100C060A* | 100000 | 92.1% | Yes | 100 | 200 | 100 | 200 | 200 | 400 | 250 | 500
203360532 | ECOTEMP | WFSX026A030A*D | 26000 | 95% | Yes | 100 | 200 | 150 | 300 | 200 | 400 | 250 | 500
203360537 | ECOTEMP | WFSX080C060A*D | 80000 | 95% | Yes | 100 | 200 | 150 | 300 | 200 | 400 | 250 | 500
204543751 | ECOTEMP | WFSU080C060A | 80000 | 95% | Yes | 100 | 200 | 150 | 300 | 200 | 400 | 250 | 500
203360740 | ECOTEMP | WFSX080B048A**D | 80000 | 95% | Yes | 100 | 200 | 150 | 300 | 200 | 400 | 250 | 500
203360741 | ECOTEMP | WFSX080C060A**D | 80000 | 95% | Yes | 100 | 200 | 150 | 300 | 200 | 400 | 250 | 500
203924725 | ECOTEMP | WFSX060A036A | 60000 | 95% | Yes | 100 | 200 | 150 | 300 | 200 | 400 | 250 | 500
203924726 | ECOTEMP | WFSX060A036A* | 60000 | 95% | Yes | 100 | 200 | 150 | 300 | 200 | 400 | 250 | 500
203924727 | ECOTEMP | WFSX060A036A**D | 60000 | 95% | Yes | 100 | 200 | 150 | 300 | 200 | 400 | 250 | 500
203924728 | ECOTEMP | WFSX060A036A*D | 60000 | 95% | Yes | 100 | 200 | 150 | 300 | 200 | 400 | 250 | 500
203360739 | ECOTEMP | WFSX060B042A**D | 60000 | 95% | Yes | 100 | 200 | 150 | 300 | 200 | 400 | 250 | 500
203924723 | ECOTEMP | WFSX040A030A**D | 40000 | 95% | Yes | 100 | 200 | 150 | 300 | 200 | 400 | 250 | 500
203924724 | ECOTEMP | WFSX040A030A*D | 40000 | 95% | Yes | 100 | 200 | 150 | 300 | 200 | 400 | 250 | 500
204543736 | ECOTEMP | WFSU060B048A | 60000 | 95% | Yes | 100 | 200 | 150 | 300 | 200 | 400 | 250 | 500
203360535 | ECOTEMP | WFSX060B042A*D | 60000 | 95% | Yes | 100 | 200 | 150 | 300 | 200 | 400 | 250 | 500
203360536 | ECOTEMP | WFSX080B048A*D | 80000 | 95% | Yes | 100 | 200 | 150 | 300 | 200 | 400 | 250 | 500
203360738 | ECOTEMP | WFSX040B036A**D | 40000 | 95% | Yes | 100 | 200 | 150 | 300 | 200 | 400 | 250 | 500
203360534 | ECOTEMP | WFSX040B036A*D | 40000 | 95% | Yes | 100 | 200 | 150 | 300 | 200 | 400 | 250 | 500
203360538 | ECOTEMP | WFSX100C060A*D | 100000 | 95% | Yes | 100 | 200 | 150 | 300 | 200 | 400 | 250 | 500
204835511 | ECOTEMP | WFSU100C060A | 100000 | 95% | Yes | 100 | 200 | 150 | 300 | 200 | 400 | 250 | 500
203360742 | ECOTEMP | WFSX100C060A**D | 100000 | 95% | Yes | 100 | 200 | 150 | 300 | 200 | 400 | 250 | 500
203360539 | ECOTEMP | WFSX120D066A*D | 120000 | 95% | Yes | 100 | 200 | 150 | 300 | 200 | 400 | 250 | 500
203360743 | ECOTEMP | WFSX120D066A**D | 120000 | 95% | Yes | 100 | 200 | 150 | 300 | 200 | 400 | 250 | 500
203360540 | ECOTEMP | WFSX140D066A*D | 140000 | 95% | Yes | 100 | 200 | 150 | 300 | 200 | 400 | 250 | 500
203360530 | ECOTEMP | WFSX140D066A | 140000 | 95% | Yes | 100 | 200 | 150 | 300 | 200 | 400 | 250 | 500
203360515 | ECOTEMP | WFSX026A030A | 26000 | 96% | Yes | 100 | 200 | 200 | 400 | 200 | 400 | 250 | 500
203924721 | ECOTEMP | WFSX040A030A | 40000 | 96% | Yes | 100 | 200 | 200 | 400 | 200 | 400 | 250 | 500
203924722 | ECOTEMP | WFSX040A030A* | 40000 | 96% | Yes | 100 | 200 | 200 | 400 | 200 | 400 | 250 | 500
203360732 | ECOTEMP | WFSX040B036A* | 40000 | 96% | Yes | 100 | 200 | 200 | 400 | 200 | 400 | 250 | 500
203360517 | ECOTEMP | WFSX040B036A | 40000 | 96% | Yes | 100 | 200 | 200 | 400 | 200 | 400 | 250 | 500
203360734 | ECOTEMP | WFSX080B048A* | 80000 | 96% | Yes | 100 | 200 | 200 | 400 | 200 | 400 | 250 | 500
203360735 | ECOTEMP | WFSX080C060A* | 80000 | 96% | Yes | 100 | 200 | 200 | 400 | 200 | 400 | 250 | 500
203360521 | ECOTEMP | WFSX080B048A | 80000 | 96% | Yes | 100 | 200 | 200 | 400 | 200 | 400 | 250 | 500
203360523 | ECOTEMP | WFSX080C060A | 80000 | 96% | Yes | 100 | 200 | 200 | 400 | 200 | 400 | 250 | 500
203360733 | ECOTEMP | WFSX060B042A* | 60000 | 96% | Yes | 100 | 200 | 200 | 400 | 200 | 400 | 250 | 500
203360519 | ECOTEMP | WFSX060B042A | 60000 | 96% | Yes | 100 | 200 | 200 | 400 | 200 | 400 | 250 | 500
203360736 | ECOTEMP | WFSX100C060A* | 100000 | 96% | Yes | 100 | 200 | 200 | 400 | 200 | 400 | 250 | 500
203360525 | ECOTEMP | WFSX100C060A | 100000 | 96% | Yes | 100 | 200 | 200 | 400 | 200 | 400 | 250 | 500
203360737 | ECOTEMP | WFSX120D066A* | 120000 | 96% | Yes | 100 | 200 | 200 | 400 | 200 | 400 | 250 | 500
203360527 | ECOTEMP | WFSX120D066A | 120000 | 96% | Yes | 100 | 200 | 200 | 400 | 200 | 400 | 250 | 500
211779045 | ECOTEMP | WFAX040A036B | 40000 | 92.1% | Yes | 100 | 200 | 100 | 200 | 200 | 400 | 250 | 500
211779047 | ECOTEMP | WFAX040A036B* | 40000 | 92.1% | Yes | 100 | 200 | 100 | 200 | 200 | 400 | 250 | 500
211779049 | ECOTEMP | WFAX040B036B | 40000 | 92.1% | Yes | 100 | 200 | 100 | 200 | 200 | 400 | 250 | 500
211779051 | ECOTEMP | WFAX040B036B* | 40000 | 92.1% | Yes | 100 | 200 | 100 | 200 | 200 | 400 | 250 | 500
211779053 | ECOTEMP | WFAX060B042B | 60000 | 92.1% | Yes | 100 | 200 | 100 | 200 | 200 | 400 | 250 | 500
211779055 | ECOTEMP | WFAX060B042B* | 60000 | 92.1% | Yes | 100 | 200 | 100 | 200 | 200 | 400 | 250 | 500
211779057 | ECOTEMP | WFAX080B048B | 80000 | 92.1% | Yes | 100 | 200 | 100 | 200 | 200 | 400 | 250 | 500
211779059 | ECOTEMP | WFAX080B048B* | 80000 | 92.1% | Yes | 100 | 200 | 100 | 200 | 200 | 400 | 250 | 500
211779061 | ECOTEMP | WFAX100C060B | 100000 | 92.1% | Yes | 100 | 200 | 100 | 200 | 200 | 400 | 250 | 500
211779063 | ECOTEMP | WFAX100C060B* | 100000 | 92.1% | Yes | 100 | 200 | 100 | 200 | 200 | 400 | 250 | 500
211779065 | ECOTEMP | WFAX120D060B | 120000 | 92.1% | Yes | 100 | 200 | 100 | 200 | 200 | 400 | 250 | 500
211779067 | ECOTEMP | WFAX120D060B* | 120000 | 92.1% | Yes | 100 | 200 | 100 | 200 | 200 | 400 | 250 | 500
212595246 | ECOTEMP | WFST080B048A | 80000 | 96.2% | Yes | 100 | 200 | 200 | 400 | 200 | 400 | 250 | 500
212595248 | ECOTEMP | WFST080B048A*D | 80000 | 95% | Yes | 100 | 200 | 150 | 300 | 200 | 400 | 250 | 500
211779666 | ECOTEMP | WFSX120D066B*D | 120000 | 95% | Yes | 100 | 200 | 150 | 300 | 200 | 400 | 250 | 500
212595136 | ECOTEMP | WFST060B048A | 60000 | 96.3% | Yes | 100 | 200 | 200 | 400 | 200 | 400 | 250 | 500
212595138 | ECOTEMP | WFST060B048A*D | 60000 | 95% | Yes | 100 | 200 | 150 | 300 | 200 | 400 | 250 | 500
205645647 | ECOTEMP | WFSU040B036A | 40000 | 95% | Yes | 100 | 200 | 150 | 300 | 200 | 400 | 250 | 500
212595026 | ECOTEMP | WFST040A030A | 40000 | 96% | Yes | 100 | 200 | 200 | 400 | 200 | 400 | 250 | 500
212595028 | ECOTEMP | WFST040A030A*D | 40000 | 95% | Yes | 100 | 200 | 150 | 300 | 200 | 400 | 250 | 500
212595330 | ECOTEMP | WFST100C060A | 100000 | 96.1% | Yes | 100 | 200 | 200 | 400 | 200 | 400 | 250 | 500
212595332 | ECOTEMP | WFST100C060A*D | 100000 | 95% | Yes | 100 | 200 | 150 | 300 | 200 | 400 | 250 | 500
211780757 | ECOTEMP | WFSX080B048B* | 80000 | 97% | Yes | 100 | 200 | 200 | 400 | 200 | 400 | 250 | 500
211780755 | ECOTEMP | WFSX080B048B | 80000 | 97% | Yes | 100 | 200 | 200 | 400 | 200 | 400 | 250 | 500
211779632 | ECOTEMP | WFSX040A030B | 40000 | 96% | Yes | 100 | 200 | 200 | 400 | 200 | 400 | 250 | 500
211779634 | ECOTEMP | WFSX040A030B* | 40000 | 96% | Yes | 100 | 200 | 200 | 400 | 200 | 400 | 250 | 500
211779636 | ECOTEMP | WFSX040A030B**D | 40000 | 95% | Yes | 100 | 200 | 150 | 300 | 200 | 400 | 250 | 500
211779638 | ECOTEMP | WFSX040A030B*D | 40000 | 95% | Yes | 100 | 200 | 150 | 300 | 200 | 400 | 250 | 500
211779640 | ECOTEMP | WFSX060B048B | 60000 | 97% | Yes | 100 | 200 | 200 | 400 | 200 | 400 | 250 | 500
211779642 | ECOTEMP | WFSX060B048B* | 60000 | 97% | Yes | 100 | 200 | 200 | 400 | 200 | 400 | 250 | 500
211779644 | ECOTEMP | WFSX060B048B**D | 60000 | 95% | Yes | 100 | 200 | 150 | 300 | 200 | 400 | 250 | 500
211779646 | ECOTEMP | WFSX060B048B*D | 60000 | 95% | Yes | 100 | 200 | 150 | 300 | 200 | 400 | 250 | 500
211779648 | ECOTEMP | WFSX080B048B**D | 80000 | 95% | Yes | 100 | 200 | 150 | 300 | 200 | 400 | 250 | 500
211779650 | ECOTEMP | WFSX080B048B*D | 80000 | 95% | Yes | 100 | 200 | 150 | 300 | 200 | 400 | 250 | 500
211779652 | ECOTEMP | WFSX100C060B | 100000 | 96.3% | Yes | 100 | 200 | 200 | 400 | 200 | 400 | 250 | 500
211779654 | ECOTEMP | WFSX100C060B* | 100000 | 96.3% | Yes | 100 | 200 | 200 | 400 | 200 | 400 | 250 | 500
211779656 | ECOTEMP | WFSX100C060B**D | 100000 | 95% | Yes | 100 | 200 | 150 | 300 | 200 | 400 | 250 | 500
211779658 | ECOTEMP | WFSX100C060B*D | 100000 | 95% | Yes | 100 | 200 | 150 | 300 | 200 | 400 | 250 | 500
211779660 | ECOTEMP | WFSX120D066B | 120000 | 96.1% | Yes | 100 | 200 | 200 | 400 | 200 | 400 | 250 | 500
211779662 | ECOTEMP | WFSX120D066B* | 120000 | 96.1% | Yes | 100 | 200 | 200 | 400 | 200 | 400 | 250 | 500
211779664 | ECOTEMP | WFSX120D066B**D | 120000 | 95% | Yes | 100 | 200 | 150 | 300 | 200 | 400 | 250 | 500
211781341 | ECOTEMP | WFSU040B036B | 40000 | 95% | Yes | 100 | 200 | 150 | 300 | 200 | 400 | 250 | 500
211781343 | ECOTEMP | WFSU060B048B | 60000 | 95% | Yes | 100 | 200 | 150 | 300 | 200 | 400 | 250 | 500
211781345 | ECOTEMP | WFSU080C060B | 80000 | 95% | Yes | 100 | 200 | 150 | 300 | 200 | 400 | 250 | 500
211781348 | ECOTEMP | WFSU100C060B | 100000 | 95% | Yes | 100 | 200 | 150 | 300 | 200 | 400 | 250 | 500
201704351 | ELECT-AIRE | KG7SC 038D-23A | 38000 | 92.1% | No | 100 | 200 | 0 | 0 | 100 | 200 | 250 | 500
201714159 | ELECT-AIRE | KG7SC 038D-23A* | 38000 | 92.1% | No | 100 | 200 | 0 | 0 | 100 | 200 | 250 | 500
201714320 | ELECT-AIRE | KG7SD 038D-24B* | 38000 | 95% | No | 100 | 200 | 0 | 0 | 100 | 200 | 250 | 500
201704512 | ELECT-AIRE | KG7SD 038D-24B | 38000 | 95% | No | 100 | 200 | 0 | 0 | 100 | 200 | 250 | 500
201704765 | ELECT-AIRE | KG7SL 054D-24B | 54000 | 92.1% | No | 100 | 200 | 0 | 0 | 100 | 200 | 250 | 500
201714343 | ELECT-AIRE | KG7SD 054D-24B* | 54000 | 95% | No | 100 | 200 | 0 | 0 | 100 | 200 | 250 | 500
201714550 | ELECT-AIRE | KG7SM 054D-24B* | 54000 | 95% | No | 100 | 200 | 0 | 0 | 100 | 200 | 250 | 500
201704535 | ELECT-AIRE | KG7SD 054D-24B | 54000 | 95% | No | 100 | 200 | 0 | 0 | 100 | 200 | 250 | 500
201704857 | ELECT-AIRE | KG7SM 054D-24B | 54000 | 95% | No | 100 | 200 | 0 | 0 | 100 | 200 | 250 | 500
201714182 | ELECT-AIRE | KG7SC 054D-24B* | 54000 | 92.1% | No | 100 | 200 | 0 | 0 | 100 | 200 | 250 | 500
201714458 | ELECT-AIRE | KG7SL 054D-24B* | 54000 | 92.1% | No | 100 | 200 | 0 | 0 | 100 | 200 | 250 | 500
201704374 | ELECT-AIRE | KG7SC 054D-24B | 54000 | 92.1% | No | 100 | 200 | 0 | 0 | 100 | 200 | 250 | 500
201714297 | ELECT-AIRE | KG7SC 120D-45D* | 120000 | 92.1% | No | 100 | 200 | 0 | 0 | 100 | 200 | 250 | 500
201714527 | ELECT-AIRE | KG7SL 120D-45D* | 120000 | 92.1% | No | 100 | 200 | 0 | 0 | 100 | 200 | 250 | 500
201704489 | ELECT-AIRE | KG7SC 120D-45D | 120000 | 92.1% | No | 100 | 200 | 0 | 0 | 100 | 200 | 250 | 500
201704834 | ELECT-AIRE | KG7SL 120D-45D | 120000 | 92.1% | No | 100 | 200 | 0 | 0 | 100 | 200 | 250 | 500
201704558 | ELECT-AIRE | KG7SD 072D-35C | 72000 | 95% | No | 100 | 200 | 0 | 0 | 100 | 200 | 250 | 500
201704880 | ELECT-AIRE | KG7SM 072D-35C | 72000 | 95% | No | 100 | 200 | 0 | 0 | 100 | 200 | 250 | 500
201714205 | ELECT-AIRE | KG7SC 072D-24B* | 72000 | 92.1% | No | 100 | 200 | 0 | 0 | 100 | 200 | 250 | 500
201714228 | ELECT-AIRE | KG7SC 072D-35C* | 72000 | 92.1% | No | 100 | 200 | 0 | 0 | 100 | 200 | 250 | 500
201714481 | ELECT-AIRE | KG7SL 072D-24B* | 72000 | 92.1% | No | 100 | 200 | 0 | 0 | 100 | 200 | 250 | 500
201704397 | ELECT-AIRE | KG7SC 072D-24B | 72000 | 92.1% | No | 100 | 200 | 0 | 0 | 100 | 200 | 250 | 500
201704420 | ELECT-AIRE | KG7SC 072D-35C | 72000 | 92.1% | No | 100 | 200 | 0 | 0 | 100 | 200 | 250 | 500
201704788 | ELECT-AIRE | KG7SL 072D-24B | 72000 | 92.1% | No | 100 | 200 | 0 | 0 | 100 | 200 | 250 | 500
201714366 | ELECT-AIRE | KG7SD 072D-35C* | 72000 | 95% | No | 100 | 200 | 0 | 0 | 100 | 200 | 250 | 500
201714573 | ELECT-AIRE | KG7SM 072D-35C* | 72000 | 95% | No | 100 | 200 | 0 | 0 | 100 | 200 | 250 | 500
201714251 | ELECT-AIRE | KG7SC 090D-35C* | 90000 | 92.1% | No | 100 | 200 | 0 | 0 | 100 | 200 | 250 | 500
201714504 | ELECT-AIRE | KG7SL 090D-35C* | 90000 | 92.1% | No | 100 | 200 | 0 | 0 | 100 | 200 | 250 | 500
201704443 | ELECT-AIRE | KG7SC 090D-35C | 90000 | 92.1% | No | 100 | 200 | 0 | 0 | 100 | 200 | 250 | 500
201704811 | ELECT-AIRE | KG7SL 090D-35C | 90000 | 92.1% | No | 100 | 200 | 0 | 0 | 100 | 200 | 250 | 500
201714389 | ELECT-AIRE | KG7SD 090D-35C* | 90000 | 95% | No | 100 | 200 | 0 | 0 | 100 | 200 | 250 | 500
201714596 | ELECT-AIRE | KG7SM 090D-35C* | 90000 | 95% | No | 100 | 200 | 0 | 0 | 100 | 200 | 250 | 500
201704581 | ELECT-AIRE | KG7SD 090D-35C | 90000 | 95% | No | 100 | 200 | 0 | 0 | 100 | 200 | 250 | 500
201704903 | ELECT-AIRE | KG7SM 090D-35C | 90000 | 95% | No | 100 | 200 | 0 | 0 | 100 | 200 | 250 | 500
201714274 | ELECT-AIRE | KG7SC 108D-45D* | 108000 | 92.1% | No | 100 | 200 | 0 | 0 | 100 | 200 | 250 | 500
201704466 | ELECT-AIRE | KG7SC 108D-45D | 108000 | 92.1% | No | 100 | 200 | 0 | 0 | 100 | 200 | 250 | 500
201714412 | ELECT-AIRE | KG7SD 108D-45D* | 108000 | 95% | No | 100 | 200 | 0 | 0 | 100 | 200 | 250 | 500
201704604 | ELECT-AIRE | KG7SD 108D-45D | 108000 | 95% | No | 100 | 200 | 0 | 0 | 100 | 200 | 250 | 500
201714619 | ELECT-AIRE | KG7SM 118D-45D* | 118000 | 95% | No | 100 | 200 | 0 | 0 | 100 | 200 | 250 | 500
201704926 | ELECT-AIRE | KG7SM 118D-45D | 118000 | 95% | No | 100 | 200 | 0 | 0 | 100 | 200 | 250 | 500
201714435 | ELECT-AIRE | KG7SD 120D-45D* | 120000 | 95% | No | 100 | 200 | 0 | 0 | 100 | 200 | 250 | 500
201704627 | ELECT-AIRE | KG7SD 120D-45D | 120000 | 95% | No | 100 | 200 | 0 | 0 | 100 | 200 | 250 | 500
201713800 | ELECT-AIRE | KG7SD 038D-23EB1 | 38000 | 95% | Yes | 100 | 200 | 150 | 300 | 200 | 400 | 250 | 500
201711802 | ELECT-AIRE | KG7SD 072D-35EC | 72000 | 95% | Yes | 100 | 200 | 150 | 300 | 200 | 400 | 250 | 500
201711779 | ELECT-AIRE | KG7SD 054D-23EB | 54000 | 95% | Yes | 100 | 200 | 150 | 300 | 200 | 400 | 250 | 500
201714642 | ELECT-AIRE | KG7SD 054D-23EB* | 54000 | 95% | Yes | 100 | 200 | 150 | 300 | 200 | 400 | 250 | 500
204036999 | ELECT-AIRE | KG7TC-060*-E24B1 | 60000 | 95% | Yes | 100 | 200 | 150 | 300 | 200 | 400 | 250 | 500
204036808 | ELECT-AIRE | KG7TC-060D-E24B1 | 60000 | 95% | Yes | 100 | 200 | 150 | 300 | 200 | 400 | 250 | 500
201705087 | ELECT-AIRE | KG7TC 060*-*B* | 60000 | 95.1% | Yes | 100 | 200 | 150 | 300 | 200 | 400 | 250 | 500
201714665 | ELECT-AIRE | KG7SD 072D-35EC* | 72000 | 95% | Yes | 100 | 200 | 150 | 300 | 200 | 400 | 250 | 500
204037008 | ELECT-AIRE | KG7TC-080*-E35C1 | 80000 | 95% | Yes | 100 | 200 | 150 | 300 | 200 | 400 | 250 | 500
204036823 | ELECT-AIRE | KG7TC-080D-E35C1 | 80000 | 95% | Yes | 100 | 200 | 150 | 300 | 200 | 400 | 250 | 500
201705110 | ELECT-AIRE | KG7TC 080*-*C* | 80000 | 95.1% | Yes | 100 | 200 | 150 | 300 | 200 | 400 | 250 | 500
201711825 | ELECT-AIRE | KG7SD 090D-35EC | 90000 | 95% | Yes | 100 | 200 | 150 | 300 | 200 | 400 | 250 | 500
201714688 | ELECT-AIRE | KG7SD 090D-35EC* | 90000 | 95% | Yes | 100 | 200 | 150 | 300 | 200 | 400 | 250 | 500
204037017 | ELECT-AIRE | KG7TC-100*-E35C1 | 100000 | 95% | Yes | 100 | 200 | 150 | 300 | 200 | 400 | 250 | 500
204036838 | ELECT-AIRE | KG7TC-100D-E35C1 | 100000 | 95% | Yes | 100 | 200 | 150 | 300 | 200 | 400 | 250 | 500
201705133 | ELECT-AIRE | KG7TC 100*-*C* | 100000 | 95.1% | Yes | 100 | 200 | 150 | 300 | 200 | 400 | 250 | 500
201711848 | ELECT-AIRE | KG7SD 108D-35ED | 108000 | 95% | Yes | 100 | 200 | 150 | 300 | 200 | 400 | 250 | 500
201714711 | ELECT-AIRE | KG7SD 108D-35ED* | 108000 | 95% | Yes | 100 | 200 | 150 | 300 | 200 | 400 | 250 | 500
201711871 | ELECT-AIRE | KG7SD 120D-35ED | 120000 | 94.3% | Yes | 100 | 200 | 150 | 300 | 200 | 400 | 250 | 500
201714734 | ELECT-AIRE | KG7SD 120D-35ED* | 120000 | 94.3% | Yes | 100 | 200 | 150 | 300 | 200 | 400 | 250 | 500
204036852 | ELECT-AIRE | KG7TC-120D-E45D1 | 120000 | 95% | Yes | 100 | 200 | 150 | 300 | 200 | 400 | 250 | 500
204037025 | ELECT-AIRE | KG7TC-120*-E45D1 | 120000 | 95% | Yes | 100 | 200 | 150 | 300 | 200 | 400 | 250 | 500
201705156 | ELECT-AIRE | KG7TC 120*-*D* | 120000 | 95.1% | Yes | 100 | 200 | 150 | 300 | 200 | 400 | 250 | 500
201714090 | ELECT-AIRE | KG7TN 080*-*C* | 80000 | 96% | Yes | 100 | 200 | 200 | 400 | 200 | 400 | 250 | 500
201714847 | ELECT-AIRE | KG7TN 060*-*B* | 60000 | 96% | Yes | 100 | 200 | 200 | 400 | 200 | 400 | 250 | 500
201714893 | ELECT-AIRE | KG7TE 080*-VC* | 60000 | 96% | Yes | 100 | 200 | 200 | 400 | 200 | 400 | 250 | 500
201714021 | ELECT-AIRE | KG7TE 060*-*B* | 60000 | 96% | Yes | 100 | 200 | 200 | 400 | 200 | 400 | 250 | 500
201714916 | ELECT-AIRE | KG7TE 100*-VC* | 100000 | 96% | Yes | 100 | 200 | 200 | 400 | 200 | 400 | 250 | 500
201714067 | ELECT-AIRE | KG7TE 100*-*C* | 100000 | 96% | Yes | 100 | 200 | 200 | 400 | 200 | 400 | 250 | 500
201714113 | ELECT-AIRE | KG7TN 100*-*C* | 100000 | 96% | Yes | 100 | 200 | 200 | 400 | 200 | 400 | 250 | 500
201714870 | ELECT-AIRE | KG7TE 080*-*C* | 115000 | 96% | Yes | 100 | 200 | 200 | 400 | 200 | 400 | 250 | 500
201714044 | ELECT-AIRE | KG7TE 115*-*D* | 115000 | 96% | Yes | 100 | 200 | 200 | 400 | 200 | 400 | 250 | 500
201714136 | ELECT-AIRE | KG7TN 115*-*D* | 115000 | 96% | Yes | 100 | 200 | 200 | 400 | 200 | 400 | 250 | 500
5853118 | EVCON BY JOHNSON CONTROLS | RGF19060BP12MP11 | 60000 | 95.5% | No | 100 | 200 | 0 | 0 | 100 | 200 | 250 | 500
2017302 | EVCON BY JOHNSON CONTROLS | TG9S060B12MP11 | 60000 | 95.5% | No | 100 | 200 | 0 | 0 | 100 | 200 | 250 | 500
2017309 | EVCON BY JOHNSON CONTROLS | TG9S060A10MP11 | 60000 | 95.5% | No | 100 | 200 | 0 | 0 | 100 | 200 | 250 | 500
2017337 | EVCON BY JOHNSON CONTROLS | TM9T060B12MP11 | 60000 | 96% | No | 100 | 200 | 0 | 0 | 100 | 200 | 250 | 500
5853117 | EVCON BY JOHNSON CONTROLS | RGF19040AP08MP11 | 40000 | 95.5% | No | 100 | 200 | 0 | 0 | 100 | 200 | 250 | 500
2017307 | EVCON BY JOHNSON CONTROLS | TG9S040A08MP11 | 40000 | 95.5% | No | 100 | 200 | 0 | 0 | 100 | 200 | 250 | 500
5853119 | EVCON BY JOHNSON CONTROLS | RGF19080BP12MP11 | 80000 | 95.5% | No | 100 | 200 | 0 | 0 | 100 | 200 | 250 | 500
5853120 | EVCON BY JOHNSON CONTROLS | RGF19080CP16MP11 | 80000 | 95.5% | No | 100 | 200 | 0 | 0 | 100 | 200 | 250 | 500
2017305 | EVCON BY JOHNSON CONTROLS | TG9S080C16MP11 | 80000 | 95.5% | No | 100 | 200 | 0 | 0 | 100 | 200 | 250 | 500
2017306 | EVCON BY JOHNSON CONTROLS | TG9S080B12MP11 | 80000 | 95.5% | No | 100 | 200 | 0 | 0 | 100 | 200 | 250 | 500
2017310 | EVCON BY JOHNSON CONTROLS | TG9S080C22MP11 | 80000 | 95.5% | No | 100 | 200 | 0 | 0 | 100 | 200 | 250 | 500
2017334 | EVCON BY JOHNSON CONTROLS | TM9T080C16MP11 | 80000 | 96% | No | 100 | 200 | 0 | 0 | 100 | 200 | 250 | 500
2017336 | EVCON BY JOHNSON CONTROLS | TM9T080B12MP11 | 80000 | 96% | No | 100 | 200 | 0 | 0 | 100 | 200 | 250 | 500
5853121 | EVCON BY JOHNSON CONTROLS | RGF19100CP16MP11 | 100000 | 95.5% | No | 100 | 200 | 0 | 0 | 100 | 200 | 250 | 500
5853122 | EVCON BY JOHNSON CONTROLS | RGF19100CP20MP11 | 100000 | 95.5% | No | 100 | 200 | 0 | 0 | 100 | 200 | 250 | 500
2017311 | EVCON BY JOHNSON CONTROLS | TG9S100C16MP11 | 100000 | 95.5% | No | 100 | 200 | 0 | 0 | 100 | 200 | 250 | 500
2017312 | EVCON BY JOHNSON CONTROLS | TG9S100C20MP11 | 100000 | 95.5% | No | 100 | 200 | 0 | 0 | 100 | 200 | 250 | 500
2017333 | EVCON BY JOHNSON CONTROLS | TM9T100C20MP11 | 100000 | 96% | No | 100 | 200 | 0 | 0 | 100 | 200 | 250 | 500
2017335 | EVCON BY JOHNSON CONTROLS | TM9T100C16MP11 | 100000 | 96% | No | 100 | 200 | 0 | 0 | 100 | 200 | 250 | 500
5853123 | EVCON BY JOHNSON CONTROLS | RGF19120DP20MP11 | 120000 | 95.5% | No | 100 | 200 | 0 | 0 | 100 | 200 | 250 | 500
2017304 | EVCON BY JOHNSON CONTROLS | TG9S120D20MP11 | 120000 | 95.5% | No | 100 | 200 | 0 | 0 | 100 | 200 | 250 | 500
2017308 | EVCON BY JOHNSON CONTROLS | TG9S120D16MP11 | 120000 | 95.5% | No | 100 | 200 | 0 | 0 | 100 | 200 | 250 | 500
2017332 | EVCON BY JOHNSON CONTROLS | TM9T120D20MP11 | 120000 | 96% | No | 100 | 200 | 0 | 0 | 100 | 200 | 250 | 500
2017303 | EVCON BY JOHNSON CONTROLS | TG9S130D20MP11 | 130000 | 95.5% | No | 100 | 200 | 0 | 0 | 100 | 200 | 250 | 500
7119459 | EVCON BY JOHNSON CONTROLS | TM9E060B12MP11 | 60000 | 95% | Yes | 100 | 200 | 150 | 300 | 200 | 400 | 250 | 500
7119472 | EVCON BY JOHNSON CONTROLS | RGF19060BE12MP12 | 60000 | 95% | Yes | 100 | 200 | 150 | 300 | 200 | 400 | 250 | 500
203325013 | EVCON BY JOHNSON CONTROLS | MM9E060B12MP11 | 60000 | 95% | Yes | 100 | 200 | 150 | 300 | 200 | 400 | 250 | 500
203420394 | EVCON BY JOHNSON CONTROLS | RGF19060AE10MP13 | 60000 | 95% | Yes | 100 | 200 | 150 | 300 | 200 | 400 | 250 | 500
203324475 | EVCON BY JOHNSON CONTROLS | RGF19060BE12MP13 | 60000 | 95% | Yes | 100 | 200 | 150 | 300 | 200 | 400 | 250 | 500
203324447 | EVCON BY JOHNSON CONTROLS | TM9E060A10MP12 | 60000 | 95% | Yes | 100 | 200 | 150 | 300 | 200 | 400 | 250 | 500
203324474 | EVCON BY JOHNSON CONTROLS | RGF19060AE12MP13 | 60000 | 95% | Yes | 100 | 200 | 150 | 300 | 200 | 400 | 250 | 500
203324448 | EVCON BY JOHNSON CONTROLS | TM9E060B12MP12 | 60000 | 95% | Yes | 100 | 200 | 150 | 300 | 200 | 400 | 250 | 500
203324446 | EVCON BY JOHNSON CONTROLS | TM9E040A10MP12 | 40000 | 95% | Yes | 100 | 200 | 150 | 300 | 200 | 400 | 250 | 500
203324473 | EVCON BY JOHNSON CONTROLS | RGF19040AE10MP13 | 40000 | 95% | Yes | 100 | 200 | 150 | 300 | 200 | 400 | 250 | 500
7137319 | EVCON BY JOHNSON CONTROLS | TM9E040A10MP11 | 40000 | 95% | Yes | 100 | 200 | 150 | 300 | 200 | 400 | 250 | 500
7119462 | EVCON BY JOHNSON CONTROLS | TM9E080C16MP11 | 80000 | 95% | Yes | 100 | 200 | 150 | 300 | 200 | 400 | 250 | 500
7119474 | EVCON BY JOHNSON CONTROLS | RGF19080CE16MP12 | 80000 | 95% | Yes | 100 | 200 | 150 | 300 | 200 | 400 | 250 | 500
203324449 | EVCON BY JOHNSON CONTROLS | TM9E080B12MP12 | 80000 | 95% | Yes | 100 | 200 | 150 | 300 | 200 | 400 | 250 | 500
203324450 | EVCON BY JOHNSON CONTROLS | TM9E080C16MP12 | 80000 | 95% | Yes | 100 | 200 | 150 | 300 | 200 | 400 | 250 | 500
203324451 | EVCON BY JOHNSON CONTROLS | TM9E080C20MP12 | 80000 | 95% | Yes | 100 | 200 | 150 | 300 | 200 | 400 | 250 | 500
203324476 | EVCON BY JOHNSON CONTROLS | RGF19080BE12MP13 | 80000 | 95% | Yes | 100 | 200 | 150 | 300 | 200 | 400 | 250 | 500
203324477 | EVCON BY JOHNSON CONTROLS | RGF19080CE16MP13 | 80000 | 95% | Yes | 100 | 200 | 150 | 300 | 200 | 400 | 250 | 500
203324478 | EVCON BY JOHNSON CONTROLS | RGF19080CE20MP13 | 80000 | 95% | Yes | 100 | 200 | 150 | 300 | 200 | 400 | 250 | 500
203325014 | EVCON BY JOHNSON CONTROLS | MM9E080B12MP11 | 80000 | 95% | Yes | 100 | 200 | 150 | 300 | 200 | 400 | 250 | 500
203325015 | EVCON BY JOHNSON CONTROLS | MM9E080C16MP11 | 80000 | 95% | Yes | 100 | 200 | 150 | 300 | 200 | 400 | 250 | 500
203325016 | EVCON BY JOHNSON CONTROLS | MM9E080C20MP11 | 80000 | 95% | Yes | 100 | 200 | 150 | 300 | 200 | 400 | 250 | 500
7141733 | EVCON BY JOHNSON CONTROLS | TM9E080B12MP11 | 80000 | 95% | Yes | 100 | 200 | 150 | 300 | 200 | 400 | 250 | 500
7141797 | EVCON BY JOHNSON CONTROLS | RGF19080BE12MP12 | 80000 | 95% | Yes | 100 | 200 | 150 | 300 | 200 | 400 | 250 | 500
7125979 | EVCON BY JOHNSON CONTROLS | TM9E100C16MP11 | 100000 | 95% | Yes | 100 | 200 | 150 | 300 | 200 | 400 | 250 | 500
7125982 | EVCON BY JOHNSON CONTROLS | RGF19100CE16MP12 | 100000 | 95% | Yes | 100 | 200 | 150 | 300 | 200 | 400 | 250 | 500
203324452 | EVCON BY JOHNSON CONTROLS | TM9E100C16MP12 | 100000 | 95% | Yes | 100 | 200 | 150 | 300 | 200 | 400 | 250 | 500
203324453 | EVCON BY JOHNSON CONTROLS | TM9E100C20MP12 | 100000 | 95% | Yes | 100 | 200 | 150 | 300 | 200 | 400 | 250 | 500
203324479 | EVCON BY JOHNSON CONTROLS | RGF19100CE16MP13 | 100000 | 95% | Yes | 100 | 200 | 150 | 300 | 200 | 400 | 250 | 500
203324480 | EVCON BY JOHNSON CONTROLS | RGF19100CE20MP13 | 100000 | 95% | Yes | 100 | 200 | 150 | 300 | 200 | 400 | 250 | 500
203325017 | EVCON BY JOHNSON CONTROLS | MM9E100C16MP11 | 100000 | 95% | Yes | 100 | 200 | 150 | 300 | 200 | 400 | 250 | 500
7133782 | EVCON BY JOHNSON CONTROLS | TM9E100C20MP11 | 100000 | 95% | Yes | 100 | 200 | 150 | 300 | 200 | 400 | 250 | 500
7133786 | EVCON BY JOHNSON CONTROLS | RGF19100CE20MP12 | 100000 | 95% | Yes | 100 | 200 | 150 | 300 | 200 | 400 | 250 | 500
7119468 | EVCON BY JOHNSON CONTROLS | TM9E120D20MP11 | 120000 | 95% | Yes | 100 | 200 | 150 | 300 | 200 | 400 | 250 | 500
7119475 | EVCON BY JOHNSON CONTROLS | RGF19120DE20MP12 | 120000 | 95% | Yes | 100 | 200 | 150 | 300 | 200 | 400 | 250 | 500
203324454 | EVCON BY JOHNSON CONTROLS | TM9E120D20MP12 | 120000 | 95% | Yes | 100 | 200 | 150 | 300 | 200 | 400 | 250 | 500
203324481 | EVCON BY JOHNSON CONTROLS | RGF19120DE20MP13 | 120000 | 95% | Yes | 100 | 200 | 150 | 300 | 200 | 400 | 250 | 500
8551223 | EVCON BY JOHNSON CONTROLS | RGF29040AE10MP11 | 40000 | 96% | Yes | 100 | 200 | 200 | 400 | 200 | 400 | 250 | 500
8412984 | EVCON BY JOHNSON CONTROLS | TM9Y040A10MP11 | 40000 | 96% | Yes | 100 | 200 | 200 | 400 | 200 | 400 | 250 | 500
204829768 | EVCON BY JOHNSON CONTROLS | TM9V040A10MP12 | 40000 | 96% | Yes | 100 | 200 | 200 | 400 | 200 | 400 | 250 | 500
8551228 | EVCON BY JOHNSON CONTROLS | RGF29080BE12MP11 | 80000 | 96% | Yes | 100 | 200 | 200 | 400 | 200 | 400 | 250 | 500
8551230 | EVCON BY JOHNSON CONTROLS | RGF29080CE16MP11 | 80000 | 96% | Yes | 100 | 200 | 200 | 400 | 200 | 400 | 250 | 500
8412987 | EVCON BY JOHNSON CONTROLS | TM9Y080B12MP11 | 80000 | 96% | Yes | 100 | 200 | 200 | 400 | 200 | 400 | 250 | 500
8412988 | EVCON BY JOHNSON CONTROLS | TM9Y080C16MP11 | 80000 | 96% | Yes | 100 | 200 | 200 | 400 | 200 | 400 | 250 | 500
204829776 | EVCON BY JOHNSON CONTROLS | TM9V080B12MP12 | 80000 | 96% | Yes | 100 | 200 | 200 | 400 | 200 | 400 | 250 | 500
204829780 | EVCON BY JOHNSON CONTROLS | TM9V080C16MP12 | 80000 | 96% | Yes | 100 | 200 | 200 | 400 | 200 | 400 | 250 | 500
8551225 | EVCON BY JOHNSON CONTROLS | RGF29060BE12MP11 | 60000 | 96% | Yes | 100 | 200 | 200 | 400 | 200 | 400 | 250 | 500
8412985 | EVCON BY JOHNSON CONTROLS | TM9Y060B12MP11 | 60000 | 96% | Yes | 100 | 200 | 200 | 400 | 200 | 400 | 250 | 500
204829772 | EVCON BY JOHNSON CONTROLS | TM9V060B12MP12 | 60000 | 96% | Yes | 100 | 200 | 200 | 400 | 200 | 400 | 250 | 500
8412989 | EVCON BY JOHNSON CONTROLS | TM9Y100C16MP11 | 100000 | 96% | Yes | 100 | 200 | 200 | 400 | 200 | 400 | 250 | 500
8412991 | EVCON BY JOHNSON CONTROLS | TM9Y100C20MP11 | 100000 | 96% | Yes | 100 | 200 | 200 | 400 | 200 | 400 | 250 | 500
204829784 | EVCON BY JOHNSON CONTROLS | TM9V100C16MP12 | 100000 | 96% | Yes | 100 | 200 | 200 | 400 | 200 | 400 | 250 | 500
204829788 | EVCON BY JOHNSON CONTROLS | TM9V100C20MP12 | 100000 | 96% | Yes | 100 | 200 | 200 | 400 | 200 | 400 | 250 | 500
8551236 | EVCON BY JOHNSON CONTROLS | RGF29120DE20MP11 | 120000 | 96% | Yes | 100 | 200 | 200 | 400 | 200 | 400 | 250 | 500
8412992 | EVCON BY JOHNSON CONTROLS | TM9Y120D20MP11 | 120000 | 96% | Yes | 100 | 200 | 200 | 400 | 200 | 400 | 250 | 500
204829792 | EVCON BY JOHNSON CONTROLS | TM9V120D20MP12 | 120000 | 96% | Yes | 100 | 200 | 200 | 400 | 200 | 400 | 250 | 500
213612114 | First Co. | FPG22N9***C | 22000 | 96% | Yes | 100 | 200 | 200 | 400 | 200 | 400 | 250 | 500
213612115 | First Co. | FPG33N9***C | 33000 | 95% | Yes | 100 | 200 | 150 | 300 | 200 | 400 | 250 | 500
213612116 | First Co. | FPG44N9***C | 44000 | 94% | Yes | 100 | 200 | 150 | 300 | 200 | 400 | 250 | 500
213612117 | First Co. | FPG55N9***C | 55000 | 93% | Yes | 100 | 200 | 100 | 200 | 200 | 400 | 250 | 500
2017559 | FRASER-JOHNSTON BY JOHNSON CONTROLS | TG9S060B12MP11 | 60000 | 95.5% | No | 100 | 200 | 0 | 0 | 100 | 200 | 250 | 500
2017560 | FRASER-JOHNSTON BY JOHNSON CONTROLS | TG9S060A10MP11 | 60000 | 95.5% | No | 100 | 200 | 0 | 0 | 100 | 200 | 250 | 500
2017588 | FRASER-JOHNSTON BY JOHNSON CONTROLS | TM9T060B12MP11 | 60000 | 96% | No | 100 | 200 | 0 | 0 | 100 | 200 | 250 | 500
2017555 | FRASER-JOHNSTON BY JOHNSON CONTROLS | TG9S040A08MP11 | 40000 | 95.5% | No | 100 | 200 | 0 | 0 | 100 | 200 | 250 | 500
2017557 | FRASER-JOHNSTON BY JOHNSON CONTROLS | TG9S080C22MP11 | 80000 | 95.5% | No | 100 | 200 | 0 | 0 | 100 | 200 | 250 | 500
2017563 | FRASER-JOHNSTON BY JOHNSON CONTROLS | TG9S080C16MP11 | 80000 | 95.5% | No | 100 | 200 | 0 | 0 | 100 | 200 | 250 | 500
2017564 | FRASER-JOHNSTON BY JOHNSON CONTROLS | TG9S080B12MP11 | 80000 | 95.5% | No | 100 | 200 | 0 | 0 | 100 | 200 | 250 | 500
2017585 | FRASER-JOHNSTON BY JOHNSON CONTROLS | TM9T080C16MP11 | 80000 | 96% | No | 100 | 200 | 0 | 0 | 100 | 200 | 250 | 500
2017587 | FRASER-JOHNSTON BY JOHNSON CONTROLS | TM9T080B12MP11 | 80000 | 96% | No | 100 | 200 | 0 | 0 | 100 | 200 | 250 | 500
2017558 | FRASER-JOHNSTON BY JOHNSON CONTROLS | TG9S100C16MP11 | 100000 | 95.5% | No | 100 | 200 | 0 | 0 | 100 | 200 | 250 | 500
2017562 | FRASER-JOHNSTON BY JOHNSON CONTROLS | TG9S100C20MP11 | 100000 | 95.5% | No | 100 | 200 | 0 | 0 | 100 | 200 | 250 | 500
2017584 | FRASER-JOHNSTON BY JOHNSON CONTROLS | TM9T100C20MP11 | 100000 | 96% | No | 100 | 200 | 0 | 0 | 100 | 200 | 250 | 500
2017589 | FRASER-JOHNSTON BY JOHNSON CONTROLS | TM9T100C16MP11 | 100000 | 96% | No | 100 | 200 | 0 | 0 | 100 | 200 | 250 | 500
2017556 | FRASER-JOHNSTON BY JOHNSON CONTROLS | TG9S120D20MP11 | 120000 | 95.5% | No | 100 | 200 | 0 | 0 | 100 | 200 | 250 | 500
2017561 | FRASER-JOHNSTON BY JOHNSON CONTROLS | TG9S120D16MP11 | 120000 | 95.5% | No | 100 | 200 | 0 | 0 | 100 | 200 | 250 | 500
2017586 | FRASER-JOHNSTON BY JOHNSON CONTROLS | TM9T120D20MP11 | 120000 | 96% | No | 100 | 200 | 0 | 0 | 100 | 200 | 250 | 500
2017554 | FRASER-JOHNSTON BY JOHNSON CONTROLS | TG9S130D20MP11 | 130000 | 95.5% | No | 100 | 200 | 0 | 0 | 100 | 200 | 250 | 500
7119460 | FRASER-JOHNSTON BY JOHNSON CONTROLS | TM9E060B12MP11 | 60000 | 95% | Yes | 100 | 200 | 150 | 300 | 200 | 400 | 250 | 500
203324438 | FRASER-JOHNSTON BY JOHNSON CONTROLS | TM9E060A10MP12 | 60000 | 95% | Yes | 100 | 200 | 150 | 300 | 200 | 400 | 250 | 500
203324439 | FRASER-JOHNSTON BY JOHNSON CONTROLS | TM9E060B12MP12 | 60000 | 95% | Yes | 100 | 200 | 150 | 300 | 200 | 400 | 250 | 500
204577673 | FRASER-JOHNSTON BY JOHNSON CONTROLS | TL9E060B12UH11 | 60000 | 95% | Yes | 100 | 200 | 150 | 300 | 200 | 400 | 250 | 500
203324437 | FRASER-JOHNSTON BY JOHNSON CONTROLS | TM9E040A10MP12 | 40000 | 95% | Yes | 100 | 200 | 150 | 300 | 200 | 400 | 250 | 500
7137321 | FRASER-JOHNSTON BY JOHNSON CONTROLS | TM9E040A10MP11 | 40000 | 95% | Yes | 100 | 200 | 150 | 300 | 200 | 400 | 250 | 500
203324254 | FRASER-JOHNSTON BY JOHNSON CONTROLS | TL9E080C16UH11 | 80000 | 95% | Yes | 100 | 200 | 150 | 300 | 200 | 400 | 250 | 500
7119464 | FRASER-JOHNSTON BY JOHNSON CONTROLS | TM9E080C16MP11 | 80000 | 95% | Yes | 100 | 200 | 150 | 300 | 200 | 400 | 250 | 500
203324440 | FRASER-JOHNSTON BY JOHNSON CONTROLS | TM9E080B12MP12 | 80000 | 95% | Yes | 100 | 200 | 150 | 300 | 200 | 400 | 250 | 500
203324441 | FRASER-JOHNSTON BY JOHNSON CONTROLS | TM9E080C16MP12 | 80000 | 95% | Yes | 100 | 200 | 150 | 300 | 200 | 400 | 250 | 500
203324442 | FRASER-JOHNSTON BY JOHNSON CONTROLS | TM9E080C20MP12 | 80000 | 95% | Yes | 100 | 200 | 150 | 300 | 200 | 400 | 250 | 500
7141746 | FRASER-JOHNSTON BY JOHNSON CONTROLS | TM9E080B12MP11 | 80000 | 95% | Yes | 100 | 200 | 150 | 300 | 200 | 400 | 250 | 500
204577678 | FRASER-JOHNSTON BY JOHNSON CONTROLS | TL9E100C20UH11 | 100000 | 95% | Yes | 100 | 200 | 150 | 300 | 200 | 400 | 250 | 500
7125980 | FRASER-JOHNSTON BY JOHNSON CONTROLS | TM9E100C16MP11 | 100000 | 95% | Yes | 100 | 200 | 150 | 300 | 200 | 400 | 250 | 500
203324443 | FRASER-JOHNSTON BY JOHNSON CONTROLS | TM9E100C16MP12 | 100000 | 95% | Yes | 100 | 200 | 150 | 300 | 200 | 400 | 250 | 500
203324444 | FRASER-JOHNSTON BY JOHNSON CONTROLS | TM9E100C20MP12 | 100000 | 95% | Yes | 100 | 200 | 150 | 300 | 200 | 400 | 250 | 500
7133784 | FRASER-JOHNSTON BY JOHNSON CONTROLS | TM9E100C20MP11 | 100000 | 95% | Yes | 100 | 200 | 150 | 300 | 200 | 400 | 250 | 500
7119470 | FRASER-JOHNSTON BY JOHNSON CONTROLS | TM9E120D20MP11 | 120000 | 95% | Yes | 100 | 200 | 150 | 300 | 200 | 400 | 250 | 500
203324445 | FRASER-JOHNSTON BY JOHNSON CONTROLS | TM9E120D20MP12 | 120000 | 95% | Yes | 100 | 200 | 150 | 300 | 200 | 400 | 250 | 500
8412994 | FRASER-JOHNSTON BY JOHNSON CONTROLS | TM9Y040A10MP11 | 40000 | 96% | Yes | 100 | 200 | 200 | 400 | 200 | 400 | 250 | 500
204829767 | FRASER-JOHNSTON BY JOHNSON CONTROLS | TM9V040A10MP12 | 40000 | 96% | Yes | 100 | 200 | 200 | 400 | 200 | 400 | 250 | 500
2017596 | FRASER-JOHNSTON BY JOHNSON CONTROLS | TP9C060B12MP12 | 60000 | 97.5% | Yes | 100 | 200 | 200 | 400 | 200 | 400 | 250 | 500
204829795 | FRASER-JOHNSTON BY JOHNSON CONTROLS | TP9C060B12MP13 | 60000 | 97.5% | Yes | 100 | 200 | 200 | 400 | 200 | 400 | 250 | 500
2017597 | FRASER-JOHNSTON BY JOHNSON CONTROLS | TP9C080B12MP12 | 80000 | 97.5% | Yes | 100 | 200 | 200 | 400 | 200 | 400 | 250 | 500
204829799 | FRASER-JOHNSTON BY JOHNSON CONTROLS | TP9C080B12MP13 | 80000 | 97.5% | Yes | 100 | 200 | 200 | 400 | 200 | 400 | 250 | 500
2017601 | FRASER-JOHNSTON BY JOHNSON CONTROLS | TP9C080C16MP12 | 80000 | 97.7% | Yes | 100 | 200 | 200 | 400 | 200 | 400 | 250 | 500
204829803 | FRASER-JOHNSTON BY JOHNSON CONTROLS | TP9C080C16MP13 | 80000 | 97.7% | Yes | 100 | 200 | 200 | 400 | 200 | 400 | 250 | 500
8412996 | FRASER-JOHNSTON BY JOHNSON CONTROLS | TM9Y080B12MP11 | 80000 | 96% | Yes | 100 | 200 | 200 | 400 | 200 | 400 | 250 | 500
8412997 | FRASER-JOHNSTON BY JOHNSON CONTROLS | TM9Y080C16MP11 | 80000 | 96% | Yes | 100 | 200 | 200 | 400 | 200 | 400 | 250 | 500
204829775 | FRASER-JOHNSTON BY JOHNSON CONTROLS | TM9V080B12MP12 | 80000 | 96% | Yes | 100 | 200 | 200 | 400 | 200 | 400 | 250 | 500
204829779 | FRASER-JOHNSTON BY JOHNSON CONTROLS | TM9V080C16MP12 | 80000 | 96% | Yes | 100 | 200 | 200 | 400 | 200 | 400 | 250 | 500
8412995 | FRASER-JOHNSTON BY JOHNSON CONTROLS | TM9Y060B12MP11 | 60000 | 96% | Yes | 100 | 200 | 200 | 400 | 200 | 400 | 250 | 500
204829771 | FRASER-JOHNSTON BY JOHNSON CONTROLS | TM9V060B12MP12 | 60000 | 96% | Yes | 100 | 200 | 200 | 400 | 200 | 400 | 250 | 500
2017598 | FRASER-JOHNSTON BY JOHNSON CONTROLS | TP9C100C20MP12 | 100000 | 97.7% | Yes | 100 | 200 | 200 | 400 | 200 | 400 | 250 | 500
2017599 | FRASER-JOHNSTON BY JOHNSON CONTROLS | TP9C100C16MP12 | 100000 | 97.7% | Yes | 100 | 200 | 200 | 400 | 200 | 400 | 250 | 500
204829807 | FRASER-JOHNSTON BY JOHNSON CONTROLS | TP9C100C16MP13 | 100000 | 97.7% | Yes | 100 | 200 | 200 | 400 | 200 | 400 | 250 | 500
204829811 | FRASER-JOHNSTON BY JOHNSON CONTROLS | TP9C100C20MP13 | 100000 | 97.7% | Yes | 100 | 200 | 200 | 400 | 200 | 400 | 250 | 500
8412998 | FRASER-JOHNSTON BY JOHNSON CONTROLS | TM9Y100C16MP11 | 100000 | 96% | Yes | 100 | 200 | 200 | 400 | 200 | 400 | 250 | 500
8412999 | FRASER-JOHNSTON BY JOHNSON CONTROLS | TM9Y100C20MP11 | 100000 | 96% | Yes | 100 | 200 | 200 | 400 | 200 | 400 | 250 | 500
204829783 | FRASER-JOHNSTON BY JOHNSON CONTROLS | TM9V100C16MP12 | 100000 | 96% | Yes | 100 | 200 | 200 | 400 | 200 | 400 | 250 | 500
204829787 | FRASER-JOHNSTON BY JOHNSON CONTROLS | TM9V100C20MP12 | 100000 | 96% | Yes | 100 | 200 | 200 | 400 | 200 | 400 | 250 | 500
204829815 | FRASER-JOHNSTON BY JOHNSON CONTROLS | TP9C120D20MP13 | 120000 | 98% | Yes | 100 | 200 | 200 | 400 | 200 | 400 | 250 | 500
8413000 | FRASER-JOHNSTON BY JOHNSON CONTROLS | TM9Y120D20MP11 | 120000 | 96% | Yes | 100 | 200 | 200 | 400 | 200 | 400 | 250 | 500
204829791 | FRASER-JOHNSTON BY JOHNSON CONTROLS | TM9V120D20MP12 | 120000 | 96% | Yes | 100 | 200 | 200 | 400 | 200 | 400 | 250 | 500
206428676 | FRASER-JOHNSTON BY JOHNSON CONTROLS | TM9E026A08MP12 | 26000 | 96% | Yes | 100 | 200 | 200 | 400 | 200 | 400 | 250 | 500
213112716 | FRIEDRICH | FR962V0603A17M4S | 56000 | 96% | Yes | 100 | 200 | 200 | 400 | 200 | 400 | 250 | 500
213112717 | FRIEDRICH | FR962V0703A17M4S | 70000 | 96% | Yes | 100 | 200 | 200 | 400 | 200 | 400 | 250 | 500
213112719 | FRIEDRICH | FR962V0705A21M4S | 70000 | 96% | Yes | 100 | 200 | 200 | 400 | 200 | 400 | 250 | 500
213112720 | FRIEDRICH | FR962V0855A21M4S | 84000 | 96% | Yes | 100 | 200 | 200 | 400 | 200 | 400 | 250 | 500
213112721 | FRIEDRICH | FR962V1005A21M4S | 98000 | 96% | Yes | 100 | 200 | 200 | 400 | 200 | 400 | 250 | 500
213112723 | FRIEDRICH | FR962V1155A24M4S | 112000 | 96% | Yes | 100 | 200 | 200 | 400 | 200 | 400 | 250 | 500
213112736 | FRIEDRICH | FR951T1155A24M4 | 112000 | 95% | Yes | 100 | 200 | 150 | 300 | 200 | 400 | 250 | 500
213112737 | FRIEDRICH | FR951T0603A17M4 | 56000 | 95% | Yes | 100 | 200 | 150 | 300 | 200 | 400 | 250 | 500
213112738 | FRIEDRICH | FR951T0705A21M4 | 70000 | 95% | Yes | 100 | 200 | 150 | 300 | 200 | 400 | 250 | 500
213112740 | FRIEDRICH | FR951T0855A21M4 | 84000 | 95% | Yes | 100 | 200 | 150 | 300 | 200 | 400 | 250 | 500
213112741 | FRIEDRICH | FR951T1005A21M4 | 98000 | 95% | Yes | 100 | 200 | 150 | 300 | 200 | 400 | 250 | 500
213112742 | FRIEDRICH | FR921T0603A17M4 | 56000 | 92% | Yes | 100 | 200 | 100 | 200 | 200 | 400 | 250 | 500
213112744 | FRIEDRICH | FR921T0705A21M4 | 70000 | 92% | Yes | 100 | 200 | 100 | 200 | 200 | 400 | 250 | 500
213112745 | FRIEDRICH | FR921T0855A21M4 | 84000 | 92% | Yes | 100 | 200 | 100 | 200 | 200 | 400 | 250 | 500
213112746 | FRIEDRICH | FR921T1005A21M4 | 98000 | 92% | Yes | 100 | 200 | 100 | 200 | 200 | 400 | 250 | 500
213112747 | FRIEDRICH | FR921T1155A24M4 | 112000 | 92% | Yes | 100 | 200 | 100 | 200 | 200 | 400 | 250 | 500
213112754 | FRIEDRICH | FR951V1155A24M4 | 112000 | 95% | Yes | 100 | 200 | 150 | 300 | 200 | 400 | 250 | 500
213112755 | FRIEDRICH | FR921V0705A21M4 | 70000 | 92% | Yes | 100 | 200 | 100 | 200 | 200 | 400 | 250 | 500
213112756 | FRIEDRICH | FR921V0855A21M4 | 84000 | 92% | Yes | 100 | 200 | 100 | 200 | 200 | 400 | 250 | 500
213319209 | FRIEDRICH | FR962V0403A17M4S | 42000 | 96% | Yes | 100 | 200 | 200 | 400 | 200 | 400 | 250 | 500
213319210 | FRIEDRICH | FR951T0403A17M4 | 42000 | 95% | Yes | 100 | 200 | 150 | 300 | 200 | 400 | 250 | 500
213319211 | FRIEDRICH | FR951T0703A17M4 | 70000 | 95% | Yes | 100 | 200 | 150 | 300 | 200 | 400 | 250 | 500
213319212 | FRIEDRICH | FR921T0403A17M4 | 42000 | 92% | Yes | 100 | 200 | 100 | 200 | 200 | 400 | 250 | 500
213319213 | FRIEDRICH | FR921T0703A17M4 | 70000 | 92% | Yes | 100 | 200 | 100 | 200 | 200 | 400 | 250 | 500
213319214 | FRIEDRICH | FR951V0403A17M4 | 42000 | 95% | Yes | 100 | 200 | 150 | 300 | 200 | 400 | 250 | 500
213319215 | FRIEDRICH | FR951V0703A17M4 | 70000 | 95% | Yes | 100 | 200 | 150 | 300 | 200 | 400 | 250 | 500
213319216 | FRIEDRICH | FR921V0403A17M4 | 42000 | 92% | Yes | 100 | 200 | 100 | 200 | 200 | 400 | 250 | 500
213319217 | FRIEDRICH | FR921V0703A17M4 | 70000 | 92% | Yes | 100 | 200 | 100 | 200 | 200 | 400 | 250 | 500
213112757 | FRIEDRICH | FR921V1005A21M4 | 98000 | 92% | Yes | 100 | 200 | 100 | 200 | 200 | 400 | 250 | 500
213112759 | FRIEDRICH | FR921V1155A24M4 | 112000 | 92% | Yes | 100 | 200 | 100 | 200 | 200 | 400 | 250 | 500
213112760 | FRIEDRICH | FR951V0603A17M4 | 56000 | 95% | Yes | 100 | 200 | 150 | 300 | 200 | 400 | 250 | 500
213112761 | FRIEDRICH | FR951V0705A21M4 | 70000 | 95% | Yes | 100 | 200 | 150 | 300 | 200 | 400 | 250 | 500
213112763 | FRIEDRICH | FR951V0855A21M4 | 84000 | 95% | Yes | 100 | 200 | 150 | 300 | 200 | 400 | 250 | 500
213112764 | FRIEDRICH | FR951V1005A21M4 | 98000 | 95% | Yes | 100 | 200 | 150 | 300 | 200 | 400 | 250 | 500
213112765 | FRIEDRICH | FR921V0603A17M4 | 56000 | 92% | Yes | 100 | 200 | 100 | 200 | 200 | 400 | 250 | 500
212922383 | FRIEDRICH | FR951V1005A21UHUCAP | 95000 | 95% | Yes | 100 | 200 | 150 | 300 | 200 | 400 | 250 | 500
213112668 | FRIEDRICH | FR97MV0603A17DHS | 56000 | 97% | Yes | 100 | 200 | 200 | 400 | 200 | 400 | 250 | 500
213112670 | FRIEDRICH | FR97MV0703A17DHS | 70000 | 97% | Yes | 100 | 200 | 200 | 400 | 200 | 400 | 250 | 500
213112672 | FRIEDRICH | FR97MV0855A21DHS | 84000 | 97% | Yes | 100 | 200 | 200 | 400 | 200 | 400 | 250 | 500
213112673 | FRIEDRICH | FR97MV1005A21DHS | 98000 | 97% | Yes | 100 | 200 | 200 | 400 | 200 | 400 | 250 | 500
213112675 | FRIEDRICH | FR97MV1155A24DHS | 112000 | 97% | Yes | 100 | 200 | 200 | 400 | 200 | 400 | 250 | 500
213112676 | FRIEDRICH | FR98MV0603A17UPS | 56000 | 98.7% | Yes | 100 | 200 | 200 | 400 | 200 | 400 | 250 | 500
213112677 | FRIEDRICH | FR98MV0703A17UPS | 70000 | 98.3% | Yes | 100 | 200 | 200 | 400 | 200 | 400 | 250 | 500
213112678 | FRIEDRICH | FR98MV0855A21UPS | 84000 | 98.2% | Yes | 100 | 200 | 200 | 400 | 200 | 400 | 250 | 500
213112680 | FRIEDRICH | FR98MV1005A21UPS | 98000 | 98.1% | Yes | 100 | 200 | 200 | 400 | 200 | 400 | 250 | 500
213112682 | FRIEDRICH | FR98MV1155A24UPS | 112000 | 98.6% | Yes | 100 | 200 | 200 | 400 | 200 | 400 | 250 | 500
213614263 | FRIEDRICH | FR96TA0402317MSA | 42000 | 96% | Yes | 100 | 200 | 200 | 400 | 200 | 400 | 250 | 500
213614264 | FRIEDRICH | FR96TA0602317MSA | 56000 | 96% | Yes | 100 | 200 | 200 | 400 | 200 | 400 | 250 | 500
213614265 | FRIEDRICH | FR96TA0702317MSA | 70000 | 96% | Yes | 100 | 200 | 200 | 400 | 200 | 400 | 250 | 500
213614266 | FRIEDRICH | FR96TA0852521MSA | 84000 | 96% | Yes | 100 | 200 | 200 | 400 | 200 | 400 | 250 | 500
213614267 | FRIEDRICH | FR96TA1002521MSA | 98000 | 96% | Yes | 100 | 200 | 200 | 400 | 200 | 400 | 250 | 500
213614268 | FRIEDRICH | FR96TA1152524MSA | 112000 | 96% | Yes | 100 | 200 | 200 | 400 | 200 | 400 | 250 | 500
213614269 | FRIEDRICH | FR96TA0702521MSA | 70000 | 96% | Yes | 100 | 200 | 200 | 400 | 200 | 400 | 250 | 500
212922381 | FRIEDRICH | FR951V0403A17UHUCAP | 42000 | 95% | Yes | 100 | 200 | 150 | 300 | 200 | 400 | 250 | 500
212922382 | FRIEDRICH | FR951V0603A17UHUCAP | 56000 | 95% | Yes | 100 | 200 | 150 | 300 | 200 | 400 | 250 | 500
213927537 | FRIEDRICH | FR951V0705A21UHUCAP | 70000 | 95% | Yes | 100 | 200 | 150 | 300 | 200 | 400 | 250 | 500
201714459 | FRIGIDAIRE | KG7SL 054D-24B* | 54000 | 92.1% | No | 100 | 200 | 0 | 0 | 100 | 200 | 250 | 500
201704352 | FRIGIDAIRE | KG7SC 038D-23A | 38000 | 92.1% | No | 100 | 200 | 0 | 0 | 100 | 200 | 250 | 500
201703153 | FRIGIDAIRE | FG7SC 038D-23A | 38000 | 92.1% | No | 100 | 200 | 0 | 0 | 100 | 200 | 250 | 500
201714160 | FRIGIDAIRE | KG7SC 038D-23A* | 38000 | 92.1% | No | 100 | 200 | 0 | 0 | 100 | 200 | 250 | 500
201713026 | FRIGIDAIRE | FG7SC 038D-23A* | 38000 | 92.1% | No | 100 | 200 | 0 | 0 | 100 | 200 | 250 | 500
201714321 | FRIGIDAIRE | KG7SD 038D-24B* | 38000 | 95% | No | 100 | 200 | 0 | 0 | 100 | 200 | 250 | 500
201704513 | FRIGIDAIRE | KG7SD 038D-24B | 38000 | 95% | No | 100 | 200 | 0 | 0 | 100 | 200 | 250 | 500
201713152 | FRIGIDAIRE | FG7SD 038D-24B* | 38000 | 95% | No | 100 | 200 | 0 | 0 | 100 | 200 | 250 | 500
201703279 | FRIGIDAIRE | FG7SD 038D-24B | 38000 | 95% | No | 100 | 200 | 0 | 0 | 100 | 200 | 250 | 500
201703171 | FRIGIDAIRE | FG7SC 054D-24B | 54000 | 92.1% | No | 100 | 200 | 0 | 0 | 100 | 200 | 250 | 500
201704766 | FRIGIDAIRE | KG7SL 054D-24B | 54000 | 92.1% | No | 100 | 200 | 0 | 0 | 100 | 200 | 250 | 500
201713044 | FRIGIDAIRE | FG7SC 054D-24B* | 54000 | 92.1% | No | 100 | 200 | 0 | 0 | 100 | 200 | 250 | 500
201703477 | FRIGIDAIRE | FG7SL 054D-24B | 54000 | 92.1% | No | 100 | 200 | 0 | 0 | 100 | 200 | 250 | 500
201704789 | FRIGIDAIRE | KG7SL 072D-24B | 72000 | 92.1% | No | 100 | 200 | 0 | 0 | 100 | 200 | 250 | 500
201703495 | FRIGIDAIRE | FG7SL 072D-24B | 72000 | 92.1% | No | 100 | 200 | 0 | 0 | 100 | 200 | 250 | 500
201714183 | FRIGIDAIRE | KG7SC 054D-24B* | 54000 | 92.1% | No | 100 | 200 | 0 | 0 | 100 | 200 | 250 | 500
201713440 | FRIGIDAIRE | FG7SL 054D-24B* | 54000 | 92.1% | No | 100 | 200 | 0 | 0 | 100 | 200 | 250 | 500
201704375 | FRIGIDAIRE | KG7SC 054D-24B | 54000 | 92.1% | No | 100 | 200 | 0 | 0 | 100 | 200 | 250 | 500
201713530 | FRIGIDAIRE | FG7SM 072D-35C* | 72000 | 95% | No | 100 | 200 | 0 | 0 | 100 | 200 | 250 | 500
201714574 | FRIGIDAIRE | KG7SM 072D-35C* | 72000 | 95% | No | 100 | 200 | 0 | 0 | 100 | 200 | 250 | 500
201704559 | FRIGIDAIRE | KG7SD 072D-35C | 72000 | 95% | No | 100 | 200 | 0 | 0 | 100 | 200 | 250 | 500
201714206 | FRIGIDAIRE | KG7SC 072D-24B* | 72000 | 92.1% | No | 100 | 200 | 0 | 0 | 100 | 200 | 250 | 500
201714229 | FRIGIDAIRE | KG7SC 072D-35C* | 72000 | 92.1% | No | 100 | 200 | 0 | 0 | 100 | 200 | 250 | 500
201713458 | FRIGIDAIRE | FG7SL 072D-24B* | 72000 | 92.1% | No | 100 | 200 | 0 | 0 | 100 | 200 | 250 | 500
201704398 | FRIGIDAIRE | KG7SC 072D-24B | 72000 | 92.1% | No | 100 | 200 | 0 | 0 | 100 | 200 | 250 | 500
201714482 | FRIGIDAIRE | KG7SL 072D-24B* | 72000 | 92.1% | No | 100 | 200 | 0 | 0 | 100 | 200 | 250 | 500
201704421 | FRIGIDAIRE | KG7SC 072D-35C | 72000 | 92.1% | No | 100 | 200 | 0 | 0 | 100 | 200 | 250 | 500
201703189 | FRIGIDAIRE | FG7SC 072D-24B | 72000 | 92.1% | No | 100 | 200 | 0 | 0 | 100 | 200 | 250 | 500
201713062 | FRIGIDAIRE | FG7SC 072D-24B* | 72000 | 92.1% | No | 100 | 200 | 0 | 0 | 100 | 200 | 250 | 500
201713080 | FRIGIDAIRE | FG7SC 072D-35C* | 72000 | 92.1% | No | 100 | 200 | 0 | 0 | 100 | 200 | 250 | 500
201703207 | FRIGIDAIRE | FG7SC 072D-35C | 72000 | 92.1% | No | 100 | 200 | 0 | 0 | 100 | 200 | 250 | 500
201714344 | FRIGIDAIRE | KG7SD 054D-24B* | 54000 | 95% | No | 100 | 200 | 0 | 0 | 100 | 200 | 250 | 500
201713512 | FRIGIDAIRE | FG7SM 054D-24B* | 54000 | 95% | No | 100 | 200 | 0 | 0 | 100 | 200 | 250 | 500
201714551 | FRIGIDAIRE | KG7SM 054D-24B* | 54000 | 95% | No | 100 | 200 | 0 | 0 | 100 | 200 | 250 | 500
201704536 | FRIGIDAIRE | KG7SD 054D-24B | 54000 | 95% | No | 100 | 200 | 0 | 0 | 100 | 200 | 250 | 500
201713188 | FRIGIDAIRE | FG7SD 054D-24B* | 54000 | 95% | No | 100 | 200 | 0 | 0 | 100 | 200 | 250 | 500
201703297 | FRIGIDAIRE | FG7SD 054D-24B | 54000 | 95% | No | 100 | 200 | 0 | 0 | 100 | 200 | 250 | 500
201704858 | FRIGIDAIRE | KG7SM 054D-24B | 54000 | 95% | No | 100 | 200 | 0 | 0 | 100 | 200 | 250 | 500
201703549 | FRIGIDAIRE | FG7SM 054D-24B | 54000 | 95% | No | 100 | 200 | 0 | 0 | 100 | 200 | 250 | 500
201703315 | FRIGIDAIRE | FG7SD 072D-35C | 72000 | 95% | No | 100 | 200 | 0 | 0 | 100 | 200 | 250 | 500
201704881 | FRIGIDAIRE | KG7SM 072D-35C | 72000 | 95% | No | 100 | 200 | 0 | 0 | 100 | 200 | 250 | 500
201714505 | FRIGIDAIRE | KG7SL 090D-35C* | 90000 | 92.1% | No | 100 | 200 | 0 | 0 | 100 | 200 | 250 | 500
201703225 | FRIGIDAIRE | FG7SC 090D-35C | 90000 | 92.1% | No | 100 | 200 | 0 | 0 | 100 | 200 | 250 | 500
201704812 | FRIGIDAIRE | KG7SL 090D-35C | 90000 | 92.1% | No | 100 | 200 | 0 | 0 | 100 | 200 | 250 | 500
201714298 | FRIGIDAIRE | KG7SC 120D-45D* | 120000 | 92.1% | No | 100 | 200 | 0 | 0 | 100 | 200 | 250 | 500
201704490 | FRIGIDAIRE | KG7SC 120D-45D | 120000 | 92.1% | No | 100 | 200 | 0 | 0 | 100 | 200 | 250 | 500
201703261 | FRIGIDAIRE | FG7SC 120D-45D | 120000 | 92.1% | No | 100 | 200 | 0 | 0 | 100 | 200 | 250 | 500
201704835 | FRIGIDAIRE | KG7SL 120D-45D | 120000 | 92.1% | No | 100 | 200 | 0 | 0 | 100 | 200 | 250 | 500
201703531 | FRIGIDAIRE | FG7SL 120D-45D | 120000 | 92.1% | No | 100 | 200 | 0 | 0 | 100 | 200 | 250 | 500
201703567 | FRIGIDAIRE | FG7SM 072D-35C | 72000 | 95% | No | 100 | 200 | 0 | 0 | 100 | 200 | 250 | 500
201714367 | FRIGIDAIRE | KG7SD 072D-35C* | 72000 | 95% | No | 100 | 200 | 0 | 0 | 100 | 200 | 250 | 500
201713206 | FRIGIDAIRE | FG7SD 072D-35C* | 72000 | 95% | No | 100 | 200 | 0 | 0 | 100 | 200 | 250 | 500
201714252 | FRIGIDAIRE | KG7SC 090D-35C* | 90000 | 92.1% | No | 100 | 200 | 0 | 0 | 100 | 200 | 250 | 500
201713476 | FRIGIDAIRE | FG7SL 090D-35C* | 90000 | 92.1% | No | 100 | 200 | 0 | 0 | 100 | 200 | 250 | 500
201704444 | FRIGIDAIRE | KG7SC 090D-35C | 90000 | 92.1% | No | 100 | 200 | 0 | 0 | 100 | 200 | 250 | 500
201713098 | FRIGIDAIRE | FG7SC 090D-35C* | 90000 | 92.1% | No | 100 | 200 | 0 | 0 | 100 | 200 | 250 | 500
201703513 | FRIGIDAIRE | FG7SL 090D-35C | 90000 | 92.1% | No | 100 | 200 | 0 | 0 | 100 | 200 | 250 | 500
201703585 | FRIGIDAIRE | FG7SM 090D-35C | 90000 | 95% | No | 100 | 200 | 0 | 0 | 100 | 200 | 250 | 500
201714390 | FRIGIDAIRE | KG7SD 090D-35C* | 90000 | 95% | No | 100 | 200 | 0 | 0 | 100 | 200 | 250 | 500
201713548 | FRIGIDAIRE | FG7SM 090D-35C* | 90000 | 95% | No | 100 | 200 | 0 | 0 | 100 | 200 | 250 | 500
201714597 | FRIGIDAIRE | KG7SM 090D-35C* | 90000 | 95% | No | 100 | 200 | 0 | 0 | 100 | 200 | 250 | 500
201704582 | FRIGIDAIRE | KG7SD 090D-35C | 90000 | 95% | No | 100 | 200 | 0 | 0 | 100 | 200 | 250 | 500
201713242 | FRIGIDAIRE | FG7SD 090D-35C* | 90000 | 95% | No | 100 | 200 | 0 | 0 | 100 | 200 | 250 | 500
201703333 | FRIGIDAIRE | FG7SD 090D-35C | 90000 | 95% | No | 100 | 200 | 0 | 0 | 100 | 200 | 250 | 500
201704904 | FRIGIDAIRE | KG7SM 090D-35C | 90000 | 95% | No | 100 | 200 | 0 | 0 | 100 | 200 | 250 | 500
201714275 | FRIGIDAIRE | KG7SC 108D-45D* | 108000 | 92.1% | No | 100 | 200 | 0 | 0 | 100 | 200 | 250 | 500
201713116 | FRIGIDAIRE | FG7SC 108D-45D* | 108000 | 92.1% | No | 100 | 200 | 0 | 0 | 100 | 200 | 250 | 500
201704467 | FRIGIDAIRE | KG7SC 108D-45D | 108000 | 92.1% | No | 100 | 200 | 0 | 0 | 100 | 200 | 250 | 500
201703243 | FRIGIDAIRE | FG7SC 108D-45D | 108000 | 92.1% | No | 100 | 200 | 0 | 0 | 100 | 200 | 250 | 500
201714413 | FRIGIDAIRE | KG7SD 108D-45D* | 108000 | 95% | No | 100 | 200 | 0 | 0 | 100 | 200 | 250 | 500
201704605 | FRIGIDAIRE | KG7SD 108D-45D | 108000 | 95% | No | 100 | 200 | 0 | 0 | 100 | 200 | 250 | 500
201703351 | FRIGIDAIRE | FG7SD 108D-45D | 108000 | 95% | No | 100 | 200 | 0 | 0 | 100 | 200 | 250 | 500
201713296 | FRIGIDAIRE | FG7SD 108D-45D* | 108000 | 95% | No | 100 | 200 | 0 | 0 | 100 | 200 | 250 | 500
201703603 | FRIGIDAIRE | FG7SM 118D-45D | 118000 | 95% | No | 100 | 200 | 0 | 0 | 100 | 200 | 250 | 500
201713566 | FRIGIDAIRE | FG7SM 118D-45D* | 118000 | 95% | No | 100 | 200 | 0 | 0 | 100 | 200 | 250 | 500
201714620 | FRIGIDAIRE | KG7SM 118D-45D* | 118000 | 95% | No | 100 | 200 | 0 | 0 | 100 | 200 | 250 | 500
201704927 | FRIGIDAIRE | KG7SM 118D-45D | 118000 | 95% | No | 100 | 200 | 0 | 0 | 100 | 200 | 250 | 500
201713494 | FRIGIDAIRE | FG7SL 120D-45D* | 120000 | 92.1% | No | 100 | 200 | 0 | 0 | 100 | 200 | 250 | 500
201714528 | FRIGIDAIRE | KG7SL 120D-45D* | 120000 | 92.1% | No | 100 | 200 | 0 | 0 | 100 | 200 | 250 | 500
201713134 | FRIGIDAIRE | FG7SC 120D-45D* | 120000 | 92.1% | No | 100 | 200 | 0 | 0 | 100 | 200 | 250 | 500
201714436 | FRIGIDAIRE | KG7SD 120D-45D* | 120000 | 95% | No | 100 | 200 | 0 | 0 | 100 | 200 | 250 | 500
201704628 | FRIGIDAIRE | KG7SD 120D-45D | 120000 | 95% | No | 100 | 200 | 0 | 0 | 100 | 200 | 250 | 500
201713332 | FRIGIDAIRE | FG7SD 120D-45D* | 120000 | 95% | No | 100 | 200 | 0 | 0 | 100 | 200 | 250 | 500
201703369 | FRIGIDAIRE | FG7SD 120D-45D | 120000 | 95% | No | 100 | 200 | 0 | 0 | 100 | 200 | 250 | 500
205078742 | FRIGIDAIRE | FG7SC-038D-T23A1 | 38000 | 92.1% | Yes | 100 | 200 | 100 | 200 | 200 | 400 | 250 | 500
205128895 | FRIGIDAIRE | FG7SL-072D-T24B* | 72000 | 92.1% | Yes | 100 | 200 | 100 | 200 | 200 | 400 | 250 | 500
205234658 | FRIGIDAIRE | FG7SC-072D-T35C* | 72000 | 92.1% | Yes | 100 | 200 | 100 | 200 | 200 | 400 | 250 | 500
204747326 | FRIGIDAIRE | FG7SC-054D-T24B* | 54000 | 92% | Yes | 100 | 200 | 100 | 200 | 200 | 400 | 250 | 500
205147062 | FRIGIDAIRE | FG7SC-120D-T45D* | 120000 | 92.1% | Yes | 100 | 200 | 100 | 200 | 200 | 400 | 250 | 500
205234644 | FRIGIDAIRE | FG7SC-108D-T45D* | 108000 | 92.1% | Yes | 100 | 200 | 100 | 200 | 200 | 400 | 250 | 500
204835620 | FRIGIDAIRE | FG7SC-072D-T24B1 | 72000 | 92% | Yes | 100 | 200 | 100 | 200 | 200 | 400 | 250 | 500
205116243 | FRIGIDAIRE | FG7SC-090D-T35C1 | 90000 | 92.1% | Yes | 100 | 200 | 100 | 200 | 200 | 400 | 250 | 500
205360226 | FRIGIDAIRE | FG7SD-038*-T24B1 | 38000 | 94% | Yes | 100 | 200 | 150 | 300 | 200 | 400 | 250 | 500
201711803 | FRIGIDAIRE | KG7SD 072D-35EC | 72000 | 95% | Yes | 100 | 200 | 150 | 300 | 200 | 400 | 250 | 500
201714666 | FRIGIDAIRE | KG7SD 072D-35EC* | 72000 | 95% | Yes | 100 | 200 | 150 | 300 | 200 | 400 | 250 | 500
201713224 | FRIGIDAIRE | FG7SD 072D-35EC* | 72000 | 95% | Yes | 100 | 200 | 150 | 300 | 200 | 400 | 250 | 500
201711689 | FRIGIDAIRE | FG7SD 054D-23EB | 54000 | 95% | Yes | 100 | 200 | 150 | 300 | 200 | 400 | 250 | 500
201711780 | FRIGIDAIRE | KG7SD 054D-23EB | 54000 | 95% | Yes | 100 | 200 | 150 | 300 | 200 | 400 | 250 | 500
205147076 | FRIGIDAIRE | FG7SD-054D-T24B1 | 54000 | 95% | Yes | 100 | 200 | 150 | 300 | 200 | 400 | 250 | 500
201714643 | FRIGIDAIRE | KG7SD 054D-23EB* | 54000 | 95% | Yes | 100 | 200 | 150 | 300 | 200 | 400 | 250 | 500
201713170 | FRIGIDAIRE | FG7SD 054D-23EB* | 54000 | 95% | Yes | 100 | 200 | 150 | 300 | 200 | 400 | 250 | 500
205464011 | FRIGIDAIRE | FG7SM-054D-T24B* | 54000 | 95% | Yes | 100 | 200 | 150 | 300 | 200 | 400 | 250 | 500
201707616 | FRIGIDAIRE | R8HE-X24K060XA | 60000 | 95% | Yes | 100 | 200 | 150 | 300 | 200 | 400 | 250 | 500
201707622 | FRIGIDAIRE | R8HE-X30K060XA | 60000 | 95% | Yes | 100 | 200 | 150 | 300 | 200 | 400 | 250 | 500
201703729 | FRIGIDAIRE | FG7TC 060*-*B* | 60000 | 95.1% | Yes | 100 | 200 | 150 | 300 | 200 | 400 | 250 | 500
201705088 | FRIGIDAIRE | KG7TC 060*-*B* | 60000 | 95.1% | Yes | 100 | 200 | 150 | 300 | 200 | 400 | 250 | 500
201710366 | FRIGIDAIRE | G7TC 060*-24B* | 60000 | 95.1% | Yes | 100 | 200 | 150 | 300 | 200 | 400 | 250 | 500
204037039 | FRIGIDAIRE | FG7TC-060*-V24B1 | 60000 | 95% | Yes | 100 | 200 | 150 | 300 | 200 | 400 | 250 | 500
204036809 | FRIGIDAIRE | KG7TC-060D-E24B1 | 60000 | 95% | Yes | 100 | 200 | 150 | 300 | 200 | 400 | 250 | 500
204036816 | FRIGIDAIRE | FG7TC-060D-V24B1 | 60000 | 95% | Yes | 100 | 200 | 150 | 300 | 200 | 400 | 250 | 500
204037000 | FRIGIDAIRE | KG7TC-060*-E24B1 | 60000 | 95% | Yes | 100 | 200 | 150 | 300 | 200 | 400 | 250 | 500
201711707 | FRIGIDAIRE | FG7SD 072D-35EC | 72000 | 95% | Yes | 100 | 200 | 150 | 300 | 200 | 400 | 250 | 500
205282683 | FRIGIDAIRE | FG7SD-072D-T35C* | 72000 | 95% | Yes | 100 | 200 | 150 | 300 | 200 | 400 | 250 | 500
204037009 | FRIGIDAIRE | KG7TC-080*-E35C1 | 80000 | 95% | Yes | 100 | 200 | 150 | 300 | 200 | 400 | 250 | 500
204037045 | FRIGIDAIRE | FG7TC-080*-V35C1 | 80000 | 95% | Yes | 100 | 200 | 150 | 300 | 200 | 400 | 250 | 500
204036824 | FRIGIDAIRE | KG7TC-080D-E35C1 | 80000 | 95% | Yes | 100 | 200 | 150 | 300 | 200 | 400 | 250 | 500
204036831 | FRIGIDAIRE | FG7TC-080D-V35C1 | 80000 | 95% | Yes | 100 | 200 | 150 | 300 | 200 | 400 | 250 | 500
201707604 | FRIGIDAIRE | R8HE-X36K080XA | 80000 | 95% | Yes | 100 | 200 | 150 | 300 | 200 | 400 | 250 | 500
201707610 | FRIGIDAIRE | R8HE-X42K080XA | 80000 | 95% | Yes | 100 | 200 | 150 | 300 | 200 | 400 | 250 | 500
201705111 | FRIGIDAIRE | KG7TC 080*-*C* | 80000 | 95.1% | Yes | 100 | 200 | 150 | 300 | 200 | 400 | 250 | 500
201703747 | FRIGIDAIRE | FG7TC 080*-*C* | 80000 | 95.1% | Yes | 100 | 200 | 150 | 300 | 200 | 400 | 250 | 500
201710384 | FRIGIDAIRE | G7TC 080*-35C* | 80000 | 95.1% | Yes | 100 | 200 | 150 | 300 | 200 | 400 | 250 | 500
205360243 | FRIGIDAIRE | FG7SD-090*-T35C1 | 85000 | 94% | Yes | 100 | 200 | 150 | 300 | 200 | 400 | 250 | 500
205360234 | FRIGIDAIRE | FG7SD-090D-T35C1 | 85000 | 95% | Yes | 100 | 200 | 150 | 300 | 200 | 400 | 250 | 500
205360218 | FRIGIDAIRE | FG7SD-038D-T24B1 | 38000 | 95% | Yes | 100 | 200 | 150 | 300 | 200 | 400 | 250 | 500
202330102 | FRIGIDAIRE | KGSD 038D-23EB* | 38000 | 95% | Yes | 100 | 200 | 150 | 300 | 200 | 400 | 250 | 500
201713782 | FRIGIDAIRE | FG7SD 038D-23EB* | 38000 | 95% | Yes | 100 | 200 | 150 | 300 | 200 | 400 | 250 | 500
201713801 | FRIGIDAIRE | KG7SD 038D-23EB1 | 38000 | 95% | Yes | 100 | 200 | 150 | 300 | 200 | 400 | 250 | 500
201711725 | FRIGIDAIRE | FG7SD 090D-35EC | 90000 | 95% | Yes | 100 | 200 | 150 | 300 | 200 | 400 | 250 | 500
201711826 | FRIGIDAIRE | KG7SD 090D-35EC | 90000 | 95% | Yes | 100 | 200 | 150 | 300 | 200 | 400 | 250 | 500
201714689 | FRIGIDAIRE | KG7SD 090D-35EC* | 90000 | 95% | Yes | 100 | 200 | 150 | 300 | 200 | 400 | 250 | 500
201713260 | FRIGIDAIRE | FG7SD 090D-35EC* | 90000 | 95% | Yes | 100 | 200 | 150 | 300 | 200 | 400 | 250 | 500
201707628 | FRIGIDAIRE | R8HE-X48K096XA | 96000 | 95% | Yes | 100 | 200 | 150 | 300 | 200 | 400 | 250 | 500
201707634 | FRIGIDAIRE | R8HE-X60K096XA | 96000 | 95% | Yes | 100 | 200 | 150 | 300 | 200 | 400 | 250 | 500
204036846 | FRIGIDAIRE | FG7TC-100D-V35C1 | 100000 | 95% | Yes | 100 | 200 | 150 | 300 | 200 | 400 | 250 | 500
204037018 | FRIGIDAIRE | KG7TC-100*-E35C1 | 100000 | 95% | Yes | 100 | 200 | 150 | 300 | 200 | 400 | 250 | 500
204037051 | FRIGIDAIRE | FG7TC-100*-V35C1 | 100000 | 95% | Yes | 100 | 200 | 150 | 300 | 200 | 400 | 250 | 500
204036839 | FRIGIDAIRE | KG7TC-100D-E35C1 | 100000 | 95% | Yes | 100 | 200 | 150 | 300 | 200 | 400 | 250 | 500
201704031 | FRIGIDAIRE | FG7TC 100*-*C* | 100000 | 95.1% | Yes | 100 | 200 | 150 | 300 | 200 | 400 | 250 | 500
201705134 | FRIGIDAIRE | KG7TC 100*-*C* | 100000 | 95.1% | Yes | 100 | 200 | 150 | 300 | 200 | 400 | 250 | 500
201710402 | FRIGIDAIRE | G7TC 100*-35C* | 100000 | 95.1% | Yes | 100 | 200 | 150 | 300 | 200 | 400 | 250 | 500
201711743 | FRIGIDAIRE | FG7SD 108D-35ED | 108000 | 95% | Yes | 100 | 200 | 150 | 300 | 200 | 400 | 250 | 500
201711849 | FRIGIDAIRE | KG7SD 108D-35ED | 108000 | 95% | Yes | 100 | 200 | 150 | 300 | 200 | 400 | 250 | 500
205281353 | FRIGIDAIRE | FG7SD-108D-T45D1 | 108000 | 95% | Yes | 100 | 200 | 150 | 300 | 200 | 400 | 250 | 500
201714712 | FRIGIDAIRE | KG7SD 108D-35ED* | 108000 | 95% | Yes | 100 | 200 | 150 | 300 | 200 | 400 | 250 | 500
201713278 | FRIGIDAIRE | FG7SD 108D-35ED* | 108000 | 95% | Yes | 100 | 200 | 150 | 300 | 200 | 400 | 250 | 500
201711761 | FRIGIDAIRE | FG7SD 120D-35ED | 120000 | 94.3% | Yes | 100 | 200 | 150 | 300 | 200 | 400 | 250 | 500
201711872 | FRIGIDAIRE | KG7SD 120D-35ED | 120000 | 94.3% | Yes | 100 | 200 | 150 | 300 | 200 | 400 | 250 | 500
201714735 | FRIGIDAIRE | KG7SD 120D-35ED* | 120000 | 94.3% | Yes | 100 | 200 | 150 | 300 | 200 | 400 | 250 | 500
201713314 | FRIGIDAIRE | FG7SD 120D-35ED* | 120000 | 94.3% | Yes | 100 | 200 | 150 | 300 | 200 | 400 | 250 | 500
204036853 | FRIGIDAIRE | KG7TC-120D-E45D1 | 120000 | 95% | Yes | 100 | 200 | 150 | 300 | 200 | 400 | 250 | 500
204037026 | FRIGIDAIRE | KG7TC-120*-E45D1 | 120000 | 95% | Yes | 100 | 200 | 150 | 300 | 200 | 400 | 250 | 500
201703765 | FRIGIDAIRE | FG7TC 120*-*D* | 120000 | 95.1% | Yes | 100 | 200 | 150 | 300 | 200 | 400 | 250 | 500
201705157 | FRIGIDAIRE | KG7TC 120*-*D* | 120000 | 95.1% | Yes | 100 | 200 | 150 | 300 | 200 | 400 | 250 | 500
201710420 | FRIGIDAIRE | G7TC 120*-45D* | 120000 | 95.1% | Yes | 100 | 200 | 150 | 300 | 200 | 400 | 250 | 500
204036931 | FRIGIDAIRE | KG7TN-080D-E35C1 | 80000 | 96% | Yes | 100 | 200 | 200 | 400 | 200 | 400 | 250 | 500
204036939 | FRIGIDAIRE | FG7TN-080D-V35C1 | 80000 | 96% | Yes | 100 | 200 | 200 | 400 | 200 | 400 | 250 | 500
204036967 | FRIGIDAIRE | FG7TE-080D-E35C1 | 80000 | 96% | Yes | 100 | 200 | 200 | 400 | 200 | 400 | 250 | 500
204036971 | FRIGIDAIRE | FG7TE-080D-V35C1 | 80000 | 96% | Yes | 100 | 200 | 200 | 400 | 200 | 400 | 250 | 500
204036975 | FRIGIDAIRE | KG7TE-080D-E35C1 | 80000 | 96% | Yes | 100 | 200 | 200 | 400 | 200 | 400 | 250 | 500
202329941 | FRIGIDAIRE | FG7TE 080D-35C* | 80000 | 96% | Yes | 100 | 200 | 200 | 400 | 200 | 400 | 250 | 500
202329945 | FRIGIDAIRE | FG7TE 080D-VC* | 80000 | 96% | Yes | 100 | 200 | 200 | 400 | 200 | 400 | 250 | 500
202329977 | FRIGIDAIRE | FG7TN 080D-35C* | 80000 | 96% | Yes | 100 | 200 | 200 | 400 | 200 | 400 | 250 | 500
202329983 | FRIGIDAIRE | FG7TN 080D-VC* | 80000 | 96% | Yes | 100 | 200 | 200 | 400 | 200 | 400 | 250 | 500
202330019 | FRIGIDAIRE | KG7TE 080D*-35C* | 80000 | 96% | Yes | 100 | 200 | 200 | 400 | 200 | 400 | 250 | 500
202330043 | FRIGIDAIRE | KG7TN 080D-35C* | 80000 | 96% | Yes | 100 | 200 | 200 | 400 | 200 | 400 | 250 | 500
201713841 | FRIGIDAIRE | FG7TN 080*-*C* | 80000 | 96% | Yes | 100 | 200 | 200 | 400 | 200 | 400 | 250 | 500
201713859 | FRIGIDAIRE | FG7TN 080*-VC* | 80000 | 96% | Yes | 100 | 200 | 200 | 400 | 200 | 400 | 250 | 500
201714757 | FRIGIDAIRE | FG7TE 080*-*C* | 80000 | 96% | Yes | 100 | 200 | 200 | 400 | 200 | 400 | 250 | 500
201714775 | FRIGIDAIRE | FG7TE 080*-VC* | 80000 | 96% | Yes | 100 | 200 | 200 | 400 | 200 | 400 | 250 | 500
201714871 | FRIGIDAIRE | KG7TE 080*-*C* | 80000 | 96% | Yes | 100 | 200 | 200 | 400 | 200 | 400 | 250 | 500
201714894 | FRIGIDAIRE | KG7TE 080*-VC* | 80000 | 96% | Yes | 100 | 200 | 200 | 400 | 200 | 400 | 250 | 500
201714091 | FRIGIDAIRE | KG7TN 080*-*C* | 80000 | 96% | Yes | 100 | 200 | 200 | 400 | 200 | 400 | 250 | 500
204036985 | FRIGIDAIRE | KG7TN-060D-E24B1 | 60000 | 96% | Yes | 100 | 200 | 200 | 400 | 200 | 400 | 250 | 500
204036992 | FRIGIDAIRE | FG7TN-060D-V24B1 | 60000 | 96% | Yes | 100 | 200 | 200 | 400 | 200 | 400 | 250 | 500
202329933 | FRIGIDAIRE | FG7TE 060D-24B* | 60000 | 96% | Yes | 100 | 200 | 200 | 400 | 200 | 400 | 250 | 500
202329937 | FRIGIDAIRE | FG7TE 060D-VB* | 60000 | 96% | Yes | 100 | 200 | 200 | 400 | 200 | 400 | 250 | 500
202329965 | FRIGIDAIRE | FG7TN 060D-24B* | 60000 | 96% | Yes | 100 | 200 | 200 | 400 | 200 | 400 | 250 | 500
202329971 | FRIGIDAIRE | FG7TN 060D-VB* | 60000 | 96% | Yes | 100 | 200 | 200 | 400 | 200 | 400 | 250 | 500
202330013 | FRIGIDAIRE | KG7TE 060D-24B* | 60000 | 96% | Yes | 100 | 200 | 200 | 400 | 200 | 400 | 250 | 500
202330037 | FRIGIDAIRE | KG7TN 060D-24B* | 60000 | 96% | Yes | 100 | 200 | 200 | 400 | 200 | 400 | 250 | 500
204037056 | FRIGIDAIRE | FG7TE-060D-E24B1 | 60000 | 96% | Yes | 100 | 200 | 200 | 400 | 200 | 400 | 250 | 500
204037059 | FRIGIDAIRE | KG7TE-060D-E24B1 | 60000 | 96% | Yes | 100 | 200 | 200 | 400 | 200 | 400 | 250 | 500
201713823 | FRIGIDAIRE | FG7TE 060*-*B* | 60000 | 96% | Yes | 100 | 200 | 200 | 400 | 200 | 400 | 250 | 500
201714811 | FRIGIDAIRE | FG7TN 060*-*B* | 60000 | 96% | Yes | 100 | 200 | 200 | 400 | 200 | 400 | 250 | 500
201714829 | FRIGIDAIRE | FG7TN 060*-VB* | 60000 | 96% | Yes | 100 | 200 | 200 | 400 | 200 | 400 | 250 | 500
201713985 | FRIGIDAIRE | FG7TE 060*-VB* | 60000 | 96% | Yes | 100 | 200 | 200 | 400 | 200 | 400 | 250 | 500
201714848 | FRIGIDAIRE | KG7TN 060*-*B* | 60000 | 96% | Yes | 100 | 200 | 200 | 400 | 200 | 400 | 250 | 500
201714022 | FRIGIDAIRE | KG7TE 060*-*B* | 60000 | 96% | Yes | 100 | 200 | 200 | 400 | 200 | 400 | 250 | 500
205573457 | FRIGIDAIRE | FG7TE-060D-V24B1 | 60000 | 96% | Yes | 100 | 200 | 200 | 400 | 200 | 400 | 250 | 500
204036920 | FRIGIDAIRE | FG7TE-100D-E35C1 | 100000 | 96% | Yes | 100 | 200 | 200 | 400 | 200 | 400 | 250 | 500
204036924 | FRIGIDAIRE | KG7TE-100D-E35C1 | 100000 | 96% | Yes | 100 | 200 | 200 | 400 | 200 | 400 | 250 | 500
204036945 | FRIGIDAIRE | KG7TN-100D-E35C1 | 100000 | 96% | Yes | 100 | 200 | 200 | 400 | 200 | 400 | 250 | 500
205411497 | FRIGIDAIRE | FG7TE-100D-V35C1 | 100000 | 96% | Yes | 100 | 200 | 200 | 400 | 200 | 400 | 250 | 500
202329949 | FRIGIDAIRE | FG7TE 100D-35C* | 100000 | 96% | Yes | 100 | 200 | 200 | 400 | 200 | 400 | 250 | 500
202329953 | FRIGIDAIRE | FG7TE 100D-VC* | 100000 | 96% | Yes | 100 | 200 | 200 | 400 | 200 | 400 | 250 | 500
202329989 | FRIGIDAIRE | FG7TN 100D-35C* | 100000 | 96% | Yes | 100 | 200 | 200 | 400 | 200 | 400 | 250 | 500
202329995 | FRIGIDAIRE | FG7TN 100D-VC* | 100000 | 96% | Yes | 100 | 200 | 200 | 400 | 200 | 400 | 250 | 500
202330025 | FRIGIDAIRE | KG7TE 100D-35C* | 100000 | 96% | Yes | 100 | 200 | 200 | 400 | 200 | 400 | 250 | 500
202330049 | FRIGIDAIRE | KG7TN 100D-35C* | 100000 | 96% | Yes | 100 | 200 | 200 | 400 | 200 | 400 | 250 | 500
201713877 | FRIGIDAIRE | FG7TN 100*-*C* | 100000 | 96% | Yes | 100 | 200 | 200 | 400 | 200 | 400 | 250 | 500
201714793 | FRIGIDAIRE | FG7TE 100*-VC* | 100000 | 96% | Yes | 100 | 200 | 200 | 400 | 200 | 400 | 250 | 500
201713895 | FRIGIDAIRE | FG7TN 100*-VC* | 100000 | 96% | Yes | 100 | 200 | 200 | 400 | 200 | 400 | 250 | 500
201714917 | FRIGIDAIRE | KG7TE 100*-VC* | 100000 | 96% | Yes | 100 | 200 | 200 | 400 | 200 | 400 | 250 | 500
201714003 | FRIGIDAIRE | FG7TE 100*-*C* | 100000 | 96% | Yes | 100 | 200 | 200 | 400 | 200 | 400 | 250 | 500
201714068 | FRIGIDAIRE | KG7TE 100*-*C* | 100000 | 96% | Yes | 100 | 200 | 200 | 400 | 200 | 400 | 250 | 500
201714114 | FRIGIDAIRE | KG7TN 100*-*C* | 100000 | 96% | Yes | 100 | 200 | 200 | 400 | 200 | 400 | 250 | 500
204036952 | FRIGIDAIRE | KG7TN-115D-E45D1 | 115000 | 96% | Yes | 100 | 200 | 200 | 400 | 200 | 400 | 250 | 500
204036960 | FRIGIDAIRE | FG7TN-115D-V45C1 | 115000 | 96% | Yes | 100 | 200 | 200 | 400 | 200 | 400 | 250 | 500
202329957 | FRIGIDAIRE | FG7TE 115D-45D* | 115000 | 96% | Yes | 100 | 200 | 200 | 400 | 200 | 400 | 250 | 500
202329961 | FRIGIDAIRE | FG7TE 115D-VD* | 115000 | 96% | Yes | 100 | 200 | 200 | 400 | 200 | 400 | 250 | 500
202330001 | FRIGIDAIRE | FG7TN 115D-45D* | 115000 | 96% | Yes | 100 | 200 | 200 | 400 | 200 | 400 | 250 | 500
202330007 | FRIGIDAIRE | FG7TN 115D-VD* | 115000 | 96% | Yes | 100 | 200 | 200 | 400 | 200 | 400 | 250 | 500
202330031 | FRIGIDAIRE | KG7TE 115D-45D* | 115000 | 96% | Yes | 100 | 200 | 200 | 400 | 200 | 400 | 250 | 500
202330055 | FRIGIDAIRE | KG7TN 115D-45D* | 115000 | 96% | Yes | 100 | 200 | 200 | 400 | 200 | 400 | 250 | 500
201713913 | FRIGIDAIRE | FG7TE 115*-*D* | 115000 | 96% | Yes | 100 | 200 | 200 | 400 | 200 | 400 | 250 | 500
201713931 | FRIGIDAIRE | FG7TE 115*-VD* | 115000 | 96% | Yes | 100 | 200 | 200 | 400 | 200 | 400 | 250 | 500
201713949 | FRIGIDAIRE | FG7TN 115*-*D* | 115000 | 96% | Yes | 100 | 200 | 200 | 400 | 200 | 400 | 250 | 500
201713967 | FRIGIDAIRE | FG7TN 115*-VD* | 115000 | 96% | Yes | 100 | 200 | 200 | 400 | 200 | 400 | 250 | 500
201714045 | FRIGIDAIRE | KG7TE 115*-*D* | 115000 | 96% | Yes | 100 | 200 | 200 | 400 | 200 | 400 | 250 | 500
201714137 | FRIGIDAIRE | KG7TN 115*-*D* | 115000 | 96% | Yes | 100 | 200 | 200 | 400 | 200 | 400 | 250 | 500
209430498 | FRIGIDAIRE | R104HD-X24K060C | 60000 | 95% | Yes | 100 | 200 | 150 | 300 | 200 | 400 | 250 | 500
209430499 | FRIGIDAIRE | R104HD-X30K060C | 60000 | 95% | Yes | 100 | 200 | 150 | 300 | 200 | 400 | 250 | 500
209430500 | FRIGIDAIRE | R104HD-X36K080C | 80000 | 95% | Yes | 100 | 200 | 150 | 300 | 200 | 400 | 250 | 500
209430501 | FRIGIDAIRE | R104HD-X42K080C | 80000 | 95% | Yes | 100 | 200 | 150 | 300 | 200 | 400 | 250 | 500
209430502 | FRIGIDAIRE | R104HD-X48K096C | 96000 | 95% | Yes | 100 | 200 | 150 | 300 | 200 | 400 | 250 | 500
209430503 | FRIGIDAIRE | R104HD-X60K096C | 96000 | 95% | Yes | 100 | 200 | 150 | 300 | 200 | 400 | 250 | 500
207456137 | FRIGIDAIRE | KG7TC-120D-E45DP | 120000 | 95% | Yes | 100 | 200 | 150 | 300 | 200 | 400 | 250 | 500
207456141 | FRIGIDAIRE | FG7TE-100D-E35CP | 100000 | 96% | Yes | 100 | 200 | 200 | 400 | 200 | 400 | 250 | 500
207456144 | FRIGIDAIRE | KG7TE-100D-E35CP | 100000 | 96% | Yes | 100 | 200 | 200 | 400 | 200 | 400 | 250 | 500
207456149 | FRIGIDAIRE | KG7TN-080D-E35CP | 80000 | 96% | Yes | 100 | 200 | 200 | 400 | 200 | 400 | 250 | 500
207456155 | FRIGIDAIRE | FG7TN-080D-V35CP | 80000 | 96% | Yes | 100 | 200 | 200 | 400 | 200 | 400 | 250 | 500
207456160 | FRIGIDAIRE | KG7TN-100D-E35CP | 100000 | 96% | Yes | 100 | 200 | 200 | 400 | 200 | 400 | 250 | 500
207456165 | FRIGIDAIRE | KG7TN-115D-E45DP | 115000 | 96% | Yes | 100 | 200 | 200 | 400 | 200 | 400 | 250 | 500
207456171 | FRIGIDAIRE | FG7TN-115D-V45CP | 115000 | 96% | Yes | 100 | 200 | 200 | 400 | 200 | 400 | 250 | 500
207456177 | FRIGIDAIRE | FG7TE-080D-E35CP | 80000 | 96% | Yes | 100 | 200 | 200 | 400 | 200 | 400 | 250 | 500
207456180 | FRIGIDAIRE | FG7TE-080D-V35CP | 80000 | 96% | Yes | 100 | 200 | 200 | 400 | 200 | 400 | 250 | 500
207456108 | FRIGIDAIRE | KG7TC-060D-E24BP | 60000 | 95% | Yes | 100 | 200 | 150 | 300 | 200 | 400 | 250 | 500
207456112 | FRIGIDAIRE | FG7TC-060D-V24BP | 60000 | 95% | Yes | 100 | 200 | 150 | 300 | 200 | 400 | 250 | 500
207456118 | FRIGIDAIRE | KG7TC-080D-E35CP | 80000 | 95% | Yes | 100 | 200 | 150 | 300 | 200 | 400 | 250 | 500
207456122 | FRIGIDAIRE | FG7TC-080D-V35CP | 80000 | 95% | Yes | 100 | 200 | 150 | 300 | 200 | 400 | 250 | 500
207456128 | FRIGIDAIRE | KG7TC-100D-E35CP | 100000 | 95% | Yes | 100 | 200 | 150 | 300 | 200 | 400 | 250 | 500
207456132 | FRIGIDAIRE | FG7TC-100D-V35CP | 100000 | 95% | Yes | 100 | 200 | 150 | 300 | 200 | 400 | 250 | 500
207769469 | FRIGIDAIRE | FG7TC-120D-E45DP | 120000 | 95% | Yes | 100 | 200 | 150 | 300 | 200 | 400 | 250 | 500
206229713 | FRIGIDAIRE | FG8SD-050U-T23A* | 50000 | 95% | Yes | 100 | 200 | 150 | 300 | 200 | 400 | 250 | 500
206229719 | FRIGIDAIRE | FG8SD-100U-T35C* | 100000 | 95% | Yes | 100 | 200 | 150 | 300 | 200 | 400 | 250 | 500
207456007 | FRIGIDAIRE | FG7SC-090D-T35CP | 90000 | 92.1% | Yes | 100 | 200 | 100 | 200 | 200 | 400 | 250 | 500
207455959 | FRIGIDAIRE | FG7SC-072D-T24BP | 72000 | 92% | Yes | 100 | 200 | 100 | 200 | 200 | 400 | 250 | 500
207456183 | FRIGIDAIRE | KG7TE-080D-E35CP | 80000 | 96% | Yes | 100 | 200 | 200 | 400 | 200 | 400 | 250 | 500
207456191 | FRIGIDAIRE | KG7TN-060D-E24BP | 60000 | 96% | Yes | 100 | 200 | 200 | 400 | 200 | 400 | 250 | 500
207456196 | FRIGIDAIRE | FG7TN-060D-V24BP | 60000 | 96% | Yes | 100 | 200 | 200 | 400 | 200 | 400 | 250 | 500
207456234 | FRIGIDAIRE | FG7TE-060D-E24BP | 60000 | 96% | Yes | 100 | 200 | 200 | 400 | 200 | 400 | 250 | 500
207456236 | FRIGIDAIRE | KG7TE-060D-E24BP | 60000 | 96% | Yes | 100 | 200 | 200 | 400 | 200 | 400 | 250 | 500
207456249 | FRIGIDAIRE | FG7SD-054D-T24BP | 54000 | 95% | Yes | 100 | 200 | 150 | 300 | 200 | 400 | 250 | 500
207456263 | FRIGIDAIRE | FG7SD-108D-T45DP | 108000 | 95% | Yes | 100 | 200 | 150 | 300 | 200 | 400 | 250 | 500
207456279 | FRIGIDAIRE | FG7SD-038D-T24BP | 38000 | 95% | Yes | 100 | 200 | 150 | 300 | 200 | 400 | 250 | 500
207456291 | FRIGIDAIRE | FG7SD-090D-T35CP | 85000 | 95% | Yes | 100 | 200 | 150 | 300 | 200 | 400 | 250 | 500
207456303 | FRIGIDAIRE | FG7TE-100D-V35CP | 100000 | 96% | Yes | 100 | 200 | 200 | 400 | 200 | 400 | 250 | 500
207456306 | FRIGIDAIRE | FG7TE-060D-V24BP | 60000 | 96% | Yes | 100 | 200 | 200 | 400 | 200 | 400 | 250 | 500
207456310 | FRIGIDAIRE | FG7TN-100D-V35CP | 100000 | 96% | Yes | 100 | 200 | 200 | 400 | 200 | 400 | 250 | 500
207456319 | FRIGIDAIRE | FG7TE-115D-E45DP | 115000 | 96% | Yes | 100 | 200 | 200 | 400 | 200 | 400 | 250 | 500
207456326 | FRIGIDAIRE | FG7TE-115D-V45DP | 115000 | 96% | Yes | 100 | 200 | 200 | 400 | 200 | 400 | 250 | 500
207456330 | FRIGIDAIRE | FG7SD-120D-T45DP | 115000 | 95% | Yes | 100 | 200 | 150 | 300 | 200 | 400 | 250 | 500
207456344 | FRIGIDAIRE | FG7TE-035D-E23AP | 35000 | 96% | Yes | 100 | 200 | 200 | 400 | 200 | 400 | 250 | 500
207139304 | FRIGIDAIRE | FG8SD-070U-T24B* | 70000 | 95% | Yes | 100 | 200 | 150 | 300 | 200 | 400 | 250 | 500
10260143 | FUJITSU | FF40173PS95M | 42000 | 95% | No | 100 | 200 | 0 | 0 | 100 | 200 | 250 | 500
10515124 | FUJITSU | FF40173PT96M | 42000 | 96% | No | 100 | 200 | 0 | 0 | 100 | 200 | 250 | 500
10260145 | FUJITSU | FF70173PS95M | 70000 | 95% | No | 100 | 200 | 0 | 0 | 100 | 200 | 250 | 500
10515127 | FUJITSU | FF70173PT96M | 70000 | 96% | No | 100 | 200 | 0 | 0 | 100 | 200 | 250 | 500
10260146 | FUJITSU | FF85215PS95M | 84000 | 95% | No | 100 | 200 | 0 | 0 | 100 | 200 | 250 | 500
10515111 | FUJITSU | FF85215PT96M | 84000 | 95% | No | 100 | 200 | 0 | 0 | 100 | 200 | 250 | 500
10260147 | FUJITSU | FF100215PS95M | 98000 | 95% | No | 100 | 200 | 0 | 0 | 100 | 200 | 250 | 500
10515133 | FUJITSU | FF100215PT96M | 98000 | 95% | No | 100 | 200 | 0 | 0 | 100 | 200 | 250 | 500
10260144 | FUJITSU | FF60173PS95M | 56000 | 95% | No | 100 | 200 | 0 | 0 | 100 | 200 | 250 | 500
10515126 | FUJITSU | FF60173PT96M | 56000 | 96% | No | 100 | 200 | 0 | 0 | 100 | 200 | 250 | 500
10260148 | FUJITSU | FF115245PS95M | 112000 | 95% | No | 100 | 200 | 0 | 0 | 100 | 200 | 250 | 500
10515116 | FUJITSU | FF115245PT96M | 112000 | 96% | No | 100 | 200 | 0 | 0 | 100 | 200 | 250 | 500
10260138 | FUJITSU | FF60173TS92M | 56000 | 92% | Yes | 100 | 200 | 100 | 200 | 200 | 400 | 250 | 500
10260141 | FUJITSU | FF100215TS92M | 98000 | 92% | Yes | 100 | 200 | 100 | 200 | 200 | 400 | 250 | 500
10260142 | FUJITSU | FF115245TS92M | 112000 | 92% | Yes | 100 | 200 | 100 | 200 | 200 | 400 | 250 | 500
203269554 | FUJITSU | FF70215TS92M | 70000 | 92% | Yes | 100 | 200 | 100 | 200 | 200 | 400 | 250 | 500
10260139 | FUJITSU | FF70173TS92M | 70000 | 92% | Yes | 100 | 200 | 100 | 200 | 200 | 400 | 250 | 500
10260149 | FUJITSU | FF40173TS95M | 42000 | 95% | Yes | 100 | 200 | 150 | 300 | 200 | 400 | 250 | 500
10260150 | FUJITSU | FF60173TS95M | 56000 | 95% | Yes | 100 | 200 | 150 | 300 | 200 | 400 | 250 | 500
203261710 | FUJITSU | FF70215TS95M | 70000 | 95% | Yes | 100 | 200 | 150 | 300 | 200 | 400 | 250 | 500
10260151 | FUJITSU | FF70173TS95M | 70000 | 95% | Yes | 100 | 200 | 150 | 300 | 200 | 400 | 250 | 500
10260152 | FUJITSU | FF85215TS95M | 84000 | 95% | Yes | 100 | 200 | 150 | 300 | 200 | 400 | 250 | 500
10260153 | FUJITSU | FF100215TS95M | 98000 | 95% | Yes | 100 | 200 | 150 | 300 | 200 | 400 | 250 | 500
10260154 | FUJITSU | FF115245TS95M | 112000 | 95% | Yes | 100 | 200 | 150 | 300 | 200 | 400 | 250 | 500
10515068 | FUJITSU | FF40173TT96M | 42000 | 96% | Yes | 100 | 200 | 200 | 400 | 200 | 400 | 250 | 500
10515069 | FUJITSU | FF60173TT96M | 56000 | 96% | Yes | 100 | 200 | 200 | 400 | 200 | 400 | 250 | 500
10515134 | FUJITSU | FF60173LT96M | 56000 | 96% | Yes | 100 | 200 | 200 | 400 | 200 | 400 | 250 | 500
202070448 | FUJITSU | FF60173LM97K | 56000 | 97% | Yes | 100 | 200 | 200 | 400 | 200 | 400 | 250 | 500
202070550 | FUJITSU | FF60173LM98U | 56000 | 98.7% | Yes | 100 | 200 | 200 | 400 | 200 | 400 | 250 | 500
203261711 | FUJITSU | FF70215LT96M | 70000 | 96% | Yes | 100 | 200 | 200 | 400 | 200 | 400 | 250 | 500
203261712 | FUJITSU | FF70215TT96M | 70000 | 96% | Yes | 100 | 200 | 200 | 400 | 200 | 400 | 250 | 500
10515070 | FUJITSU | FF70173TT96M | 70000 | 96% | Yes | 100 | 200 | 200 | 400 | 200 | 400 | 250 | 500
10515135 | FUJITSU | FF70173LT96M | 70000 | 96% | Yes | 100 | 200 | 200 | 400 | 200 | 400 | 250 | 500
202070453 | FUJITSU | FF70173LM97K | 70000 | 97% | Yes | 100 | 200 | 200 | 400 | 200 | 400 | 250 | 500
202070558 | FUJITSU | FF70173LM98U | 70000 | 98.3% | Yes | 100 | 200 | 200 | 400 | 200 | 400 | 250 | 500
202070437 | FUJITSU | FF85215LM97K | 84000 | 97% | Yes | 100 | 200 | 200 | 400 | 200 | 400 | 250 | 500
202070554 | FUJITSU | FF85215LM98U | 84000 | 98.2% | Yes | 100 | 200 | 200 | 400 | 200 | 400 | 250 | 500
10515071 | FUJITSU | FF85215TT96M | 84000 | 96% | Yes | 100 | 200 | 200 | 400 | 200 | 400 | 250 | 500
10515074 | FUJITSU | FF85215LT96M | 84000 | 96% | Yes | 100 | 200 | 200 | 400 | 200 | 400 | 250 | 500
202070442 | FUJITSU | FF100215LM97K | 98000 | 97% | Yes | 100 | 200 | 200 | 400 | 200 | 400 | 250 | 500
202070562 | FUJITSU | FF100215LM98U | 98000 | 98.1% | Yes | 100 | 200 | 200 | 400 | 200 | 400 | 250 | 500
10515072 | FUJITSU | FF100215TT96M | 98000 | 96% | Yes | 100 | 200 | 200 | 400 | 200 | 400 | 250 | 500
10515136 | FUJITSU | FF100215LT96M | 98000 | 96% | Yes | 100 | 200 | 200 | 400 | 200 | 400 | 250 | 500
202070458 | FUJITSU | FF115245LM97K | 112000 | 97% | Yes | 100 | 200 | 200 | 400 | 200 | 400 | 250 | 500
202070567 | FUJITSU | FF115245LM98U | 112000 | 98.6% | Yes | 100 | 200 | 200 | 400 | 200 | 400 | 250 | 500
10515073 | FUJITSU | FF115245TT96M | 112000 | 96% | Yes | 100 | 200 | 200 | 400 | 200 | 400 | 250 | 500
10515125 | FUJITSU | FF115245LT96M | 112000 | 96% | Yes | 100 | 200 | 200 | 400 | 200 | 400 | 250 | 500
10260140 | FUJITSU | FF85215TS92M | 84000 | 92% | Yes | 100 | 200 | 100 | 200 | 200 | 400 | 250 | 500
208430098 | FUJITSU | FF96TV304017M4SCA*P | 42000 | 96% | Yes | 100 | 200 | 200 | 400 | 200 | 400 | 250 | 500
208430099 | FUJITSU | FF96TV306017M4SCA*P | 56000 | 96% | Yes | 100 | 200 | 200 | 400 | 200 | 400 | 250 | 500
208430100 | FUJITSU | FF96TV307017M4SCA*P | 70000 | 96% | Yes | 100 | 200 | 200 | 400 | 200 | 400 | 250 | 500
208430101 | FUJITSU | FF96TV507021M4SCA*P | 70000 | 96% | Yes | 100 | 200 | 200 | 400 | 200 | 400 | 250 | 500
208430102 | FUJITSU | FF96TV508521M4SCA*P | 84000 | 96% | Yes | 100 | 200 | 200 | 400 | 200 | 400 | 250 | 500
208430103 | FUJITSU | FF96TV510021M4SCA*P | 98000 | 96% | Yes | 100 | 200 | 200 | 400 | 200 | 400 | 250 | 500
208430104 | FUJITSU | FF96TV511524M4SCA*P | 112000 | 96% | Yes | 100 | 200 | 200 | 400 | 200 | 400 | 250 | 500
213927540 | FUJITSU | FF95SV507021UHUCAAP | 70000 | 95% | Yes | 100 | 200 | 150 | 300 | 200 | 400 | 250 | 500
208157103 | FUJITSU | FF97MV307017DHS*A | 70000 | 97% | Yes | 100 | 200 | 200 | 400 | 200 | 400 | 250 | 500
208157104 | FUJITSU | FF97MV508521DHS*A | 84000 | 97% | Yes | 100 | 200 | 200 | 400 | 200 | 400 | 250 | 500
208157105 | FUJITSU | FF97MV510021DHS*A | 98000 | 97% | Yes | 100 | 200 | 200 | 400 | 200 | 400 | 250 | 500
208157106 | FUJITSU | FF97MV511524DHS*A | 112000 | 97% | Yes | 100 | 200 | 200 | 400 | 200 | 400 | 250 | 500
208157107 | FUJITSU | FF98MV306017UPS*A | 56000 | 98.7% | Yes | 100 | 200 | 200 | 400 | 200 | 400 | 250 | 500
208157108 | FUJITSU | FF98MV307017UPS*A | 70000 | 98.3% | Yes | 100 | 200 | 200 | 400 | 200 | 400 | 250 | 500
208157109 | FUJITSU | FF98MV508521UPS*A | 84000 | 98.2% | Yes | 100 | 200 | 200 | 400 | 200 | 400 | 250 | 500
208157110 | FUJITSU | FF98MV510021UPS*A | 98000 | 98.1% | Yes | 100 | 200 | 200 | 400 | 200 | 400 | 250 | 500
208157111 | FUJITSU | FF98MV511524UPS*A | 112000 | 98.6% | Yes | 100 | 200 | 200 | 400 | 200 | 400 | 250 | 500
208676607 | FUJITSU | FF92ST304017M4S | 42000 | 92% | Yes | 100 | 200 | 100 | 200 | 200 | 400 | 250 | 500
208676608 | FUJITSU | FF92ST306017M4S | 56000 | 92% | Yes | 100 | 200 | 100 | 200 | 200 | 400 | 250 | 500
208676609 | FUJITSU | FF92ST307017M4S | 70000 | 92% | Yes | 100 | 200 | 100 | 200 | 200 | 400 | 250 | 500
208676610 | FUJITSU | FF92ST507021M4S | 70000 | 92% | Yes | 100 | 200 | 100 | 200 | 200 | 400 | 250 | 500
208676611 | FUJITSU | FF92ST508521M4S | 84000 | 92% | Yes | 100 | 200 | 100 | 200 | 200 | 400 | 250 | 500
212922384 | FUJITSU | FF95SV304017UHUCAAP | 42000 | 95% | Yes | 100 | 200 | 150 | 300 | 200 | 400 | 250 | 500
212922385 | FUJITSU | FF95SV306017UHUCAAP | 56000 | 95% | Yes | 100 | 200 | 150 | 300 | 200 | 400 | 250 | 500
212922386 | FUJITSU | FF95SV510021UHUCAAP | 95000 | 95% | Yes | 100 | 200 | 150 | 300 | 200 | 400 | 250 | 500
208676612 | FUJITSU | FF92ST510021M4S | 98000 | 92% | Yes | 100 | 200 | 100 | 200 | 200 | 400 | 250 | 500
208676613 | FUJITSU | FF92ST511524M4S | 112000 | 92% | Yes | 100 | 200 | 100 | 200 | 200 | 400 | 250 | 500
208676614 | FUJITSU | FF95ST304017M4S | 42000 | 95% | Yes | 100 | 200 | 150 | 300 | 200 | 400 | 250 | 500
208676615 | FUJITSU | FF95ST306017M4S | 56000 | 95% | Yes | 100 | 200 | 150 | 300 | 200 | 400 | 250 | 500
208676616 | FUJITSU | FF95ST307017M4S | 70000 | 95% | Yes | 100 | 200 | 150 | 300 | 200 | 400 | 250 | 500
208676617 | FUJITSU | FF95ST507021M4S | 70000 | 95% | Yes | 100 | 200 | 150 | 300 | 200 | 400 | 250 | 500
208676618 | FUJITSU | FF95ST508521M4S | 84000 | 95% | Yes | 100 | 200 | 150 | 300 | 200 | 400 | 250 | 500
208676619 | FUJITSU | FF95ST510021M4S | 98000 | 95% | Yes | 100 | 200 | 150 | 300 | 200 | 400 | 250 | 500
208676620 | FUJITSU | FF95ST511524M4S | 112000 | 95% | Yes | 100 | 200 | 150 | 300 | 200 | 400 | 250 | 500
208676621 | FUJITSU | FF92SV304017M4S | 42000 | 92% | Yes | 100 | 200 | 100 | 200 | 200 | 400 | 250 | 500
208676622 | FUJITSU | FF92SV306017M4S | 56000 | 92% | Yes | 100 | 200 | 100 | 200 | 200 | 400 | 250 | 500
208676623 | FUJITSU | FF92SV307017M4S | 70000 | 92% | Yes | 100 | 200 | 100 | 200 | 200 | 400 | 250 | 500
208676624 | FUJITSU | FF92SV507021M4S | 70000 | 92% | Yes | 100 | 200 | 100 | 200 | 200 | 400 | 250 | 500
208676625 | FUJITSU | FF92SV508521M4S | 84000 | 92% | Yes | 100 | 200 | 100 | 200 | 200 | 400 | 250 | 500
208676626 | FUJITSU | FF92SV510021M4S | 98000 | 92% | Yes | 100 | 200 | 100 | 200 | 200 | 400 | 250 | 500
208676627 | FUJITSU | FF92SV511524M4S | 112000 | 92% | Yes | 100 | 200 | 100 | 200 | 200 | 400 | 250 | 500
208676628 | FUJITSU | FF95SV304017M4S | 42000 | 95% | Yes | 100 | 200 | 150 | 300 | 200 | 400 | 250 | 500
208676629 | FUJITSU | FF95SV306017M4S | 56000 | 95% | Yes | 100 | 200 | 150 | 300 | 200 | 400 | 250 | 500
208676630 | FUJITSU | FF95SV307017M4S | 70000 | 95% | Yes | 100 | 200 | 150 | 300 | 200 | 400 | 250 | 500
208676631 | FUJITSU | FF95SV507021M4S | 70000 | 95% | Yes | 100 | 200 | 150 | 300 | 200 | 400 | 250 | 500
208676632 | FUJITSU | FF95SV508521M4S | 84000 | 95% | Yes | 100 | 200 | 150 | 300 | 200 | 400 | 250 | 500
208676633 | FUJITSU | FF95SV510021M4S | 98000 | 95% | Yes | 100 | 200 | 150 | 300 | 200 | 400 | 250 | 500
208676634 | FUJITSU | FF95SV511524M4S | 112000 | 95% | Yes | 100 | 200 | 150 | 300 | 200 | 400 | 250 | 500
208157102 | FUJITSU | FF97MV306017DHS*A | 56000 | 97% | Yes | 100 | 200 | 200 | 400 | 200 | 400 | 250 | 500
201704353 | GARRISON | KG7SC 038D-23A | 38000 | 92.1% | No | 100 | 200 | 0 | 0 | 100 | 200 | 250 | 500
201714161 | GARRISON | KG7SC 038D-23A* | 38000 | 92.1% | No | 100 | 200 | 0 | 0 | 100 | 200 | 250 | 500
201714322 | GARRISON | KG7SD 038D-24B* | 38000 | 95% | No | 100 | 200 | 0 | 0 | 100 | 200 | 250 | 500
201704514 | GARRISON | KG7SD 038D-24B | 38000 | 95% | No | 100 | 200 | 0 | 0 | 100 | 200 | 250 | 500
201714184 | GARRISON | KG7SC 054D-24B* | 54000 | 92.1% | No | 100 | 200 | 0 | 0 | 100 | 200 | 250 | 500
201714483 | GARRISON | KG7SL 072D-24B* | 72000 | 92.1% | No | 100 | 200 | 0 | 0 | 100 | 200 | 250 | 500
201704399 | GARRISON | KG7SC 072D-24B | 72000 | 92.1% | No | 100 | 200 | 0 | 0 | 100 | 200 | 250 | 500
201704422 | GARRISON | KG7SC 072D-35C | 72000 | 92.1% | No | 100 | 200 | 0 | 0 | 100 | 200 | 250 | 500
201704790 | GARRISON | KG7SL 072D-24B | 72000 | 92.1% | No | 100 | 200 | 0 | 0 | 100 | 200 | 250 | 500
201714460 | GARRISON | KG7SL 054D-24B* | 54000 | 92.1% | No | 100 | 200 | 0 | 0 | 100 | 200 | 250 | 500
201704376 | GARRISON | KG7SC 054D-24B | 54000 | 92.1% | No | 100 | 200 | 0 | 0 | 100 | 200 | 250 | 500
201704767 | GARRISON | KG7SL 054D-24B | 54000 | 92.1% | No | 100 | 200 | 0 | 0 | 100 | 200 | 250 | 500
201714207 | GARRISON | KG7SC 072D-24B* | 72000 | 92.1% | No | 100 | 200 | 0 | 0 | 100 | 200 | 250 | 500
201714345 | GARRISON | KG7SD 054D-24B* | 54000 | 95% | No | 100 | 200 | 0 | 0 | 100 | 200 | 250 | 500
201714552 | GARRISON | KG7SM 054D-24B* | 54000 | 95% | No | 100 | 200 | 0 | 0 | 100 | 200 | 250 | 500
201704537 | GARRISON | KG7SD 054D-24B | 54000 | 95% | No | 100 | 200 | 0 | 0 | 100 | 200 | 250 | 500
201704859 | GARRISON | KG7SM 054D-24B | 54000 | 95% | No | 100 | 200 | 0 | 0 | 100 | 200 | 250 | 500
201714368 | GARRISON | KG7SD 072D-35C* | 72000 | 95% | No | 100 | 200 | 0 | 0 | 100 | 200 | 250 | 500
201714230 | GARRISON | KG7SC 072D-35C* | 72000 | 92.1% | No | 100 | 200 | 0 | 0 | 100 | 200 | 250 | 500
201714253 | GARRISON | KG7SC 090D-35C* | 90000 | 92.1% | No | 100 | 200 | 0 | 0 | 100 | 200 | 250 | 500
201704445 | GARRISON | KG7SC 090D-35C | 90000 | 92.1% | No | 100 | 200 | 0 | 0 | 100 | 200 | 250 | 500
201704813 | GARRISON | KG7SL 090D-35C | 90000 | 92.1% | No | 100 | 200 | 0 | 0 | 100 | 200 | 250 | 500
201704882 | GARRISON | KG7SM 072D-35C | 72000 | 95% | No | 100 | 200 | 0 | 0 | 100 | 200 | 250 | 500
201714575 | GARRISON | KG7SM 072D-35C* | 72000 | 95% | No | 100 | 200 | 0 | 0 | 100 | 200 | 250 | 500
201704560 | GARRISON | KG7SD 072D-35C | 72000 | 95% | No | 100 | 200 | 0 | 0 | 100 | 200 | 250 | 500
201714506 | GARRISON | KG7SL 090D-35C* | 90000 | 92.1% | No | 100 | 200 | 0 | 0 | 100 | 200 | 250 | 500
201714391 | GARRISON | KG7SD 090D-35C* | 90000 | 95% | No | 100 | 200 | 0 | 0 | 100 | 200 | 250 | 500
201714598 | GARRISON | KG7SM 090D-35C* | 90000 | 95% | No | 100 | 200 | 0 | 0 | 100 | 200 | 250 | 500
201704583 | GARRISON | KG7SD 090D-35C | 90000 | 95% | No | 100 | 200 | 0 | 0 | 100 | 200 | 250 | 500
201704905 | GARRISON | KG7SM 090D-35C | 90000 | 95% | No | 100 | 200 | 0 | 0 | 100 | 200 | 250 | 500
201714276 | GARRISON | KG7SC 108D-45D* | 108000 | 92.1% | No | 100 | 200 | 0 | 0 | 100 | 200 | 250 | 500
201704468 | GARRISON | KG7SC 108D-45D | 108000 | 92.1% | No | 100 | 200 | 0 | 0 | 100 | 200 | 250 | 500
201714414 | GARRISON | KG7SD 108D-45D* | 108000 | 95% | No | 100 | 200 | 0 | 0 | 100 | 200 | 250 | 500
201704606 | GARRISON | KG7SD 108D-45D | 108000 | 95% | No | 100 | 200 | 0 | 0 | 100 | 200 | 250 | 500
201714621 | GARRISON | KG7SM 118D-45D* | 118000 | 95% | No | 100 | 200 | 0 | 0 | 100 | 200 | 250 | 500
201704928 | GARRISON | KG7SM 118D-45D | 118000 | 95% | No | 100 | 200 | 0 | 0 | 100 | 200 | 250 | 500
201714299 | GARRISON | KG7SC 120D-45D* | 120000 | 92.1% | No | 100 | 200 | 0 | 0 | 100 | 200 | 250 | 500
201714529 | GARRISON | KG7SL 120D-45D* | 120000 | 92.1% | No | 100 | 200 | 0 | 0 | 100 | 200 | 250 | 500
201704491 | GARRISON | KG7SC 120D-45D | 120000 | 92.1% | No | 100 | 200 | 0 | 0 | 100 | 200 | 250 | 500
201704836 | GARRISON | KG7SL 120D-45D | 120000 | 92.1% | No | 100 | 200 | 0 | 0 | 100 | 200 | 250 | 500
201714437 | GARRISON | KG7SD 120D-45D* | 120000 | 95% | No | 100 | 200 | 0 | 0 | 100 | 200 | 250 | 500
201704629 | GARRISON | KG7SD 120D-45D | 120000 | 95% | No | 100 | 200 | 0 | 0 | 100 | 200 | 250 | 500
201711804 | GARRISON | KG7SD 072D-35EC | 72000 | 95% | Yes | 100 | 200 | 150 | 300 | 200 | 400 | 250 | 500
201711781 | GARRISON | KG7SD 054D-23EB | 54000 | 95% | Yes | 100 | 200 | 150 | 300 | 200 | 400 | 250 | 500
201714644 | GARRISON | KG7SD 054D-23EB* | 54000 | 95% | Yes | 100 | 200 | 150 | 300 | 200 | 400 | 250 | 500
201705089 | GARRISON | KG7TC 060*-*B* | 60000 | 95.1% | Yes | 100 | 200 | 150 | 300 | 200 | 400 | 250 | 500
204037001 | GARRISON | KG7TC-060*-E24B1 | 60000 | 95% | Yes | 100 | 200 | 150 | 300 | 200 | 400 | 250 | 500
204036810 | GARRISON | KG7TC-060D-E24B1 | 60000 | 95% | Yes | 100 | 200 | 150 | 300 | 200 | 400 | 250 | 500
201714667 | GARRISON | KG7SD 072D-35EC* | 72000 | 95% | Yes | 100 | 200 | 150 | 300 | 200 | 400 | 250 | 500
204037010 | GARRISON | KG7TC-080*-E35C1 | 80000 | 95% | Yes | 100 | 200 | 150 | 300 | 200 | 400 | 250 | 500
204036825 | GARRISON | KG7TC-080D-E35C1 | 80000 | 95% | Yes | 100 | 200 | 150 | 300 | 200 | 400 | 250 | 500
201705112 | GARRISON | KG7TC 080*-*C* | 80000 | 95.1% | Yes | 100 | 200 | 150 | 300 | 200 | 400 | 250 | 500
201713802 | GARRISON | KG7SD 038D-23EB1 | 38000 | 95% | Yes | 100 | 200 | 150 | 300 | 200 | 400 | 250 | 500
201711827 | GARRISON | KG7SD 090D-35EC | 90000 | 95% | Yes | 100 | 200 | 150 | 300 | 200 | 400 | 250 | 500
201714690 | GARRISON | KG7SD 090D-35EC* | 90000 | 95% | Yes | 100 | 200 | 150 | 300 | 200 | 400 | 250 | 500
204037019 | GARRISON | KG7TC-100*-E35C1 | 100000 | 95% | Yes | 100 | 200 | 150 | 300 | 200 | 400 | 250 | 500
204036840 | GARRISON | KG7TC-100D-E35C1 | 100000 | 95% | Yes | 100 | 200 | 150 | 300 | 200 | 400 | 250 | 500
201705135 | GARRISON | KG7TC 100*-*C* | 100000 | 95.1% | Yes | 100 | 200 | 150 | 300 | 200 | 400 | 250 | 500
201711850 | GARRISON | KG7SD 108D-35ED | 108000 | 95% | Yes | 100 | 200 | 150 | 300 | 200 | 400 | 250 | 500
201714713 | GARRISON | KG7SD 108D-35ED* | 108000 | 95% | Yes | 100 | 200 | 150 | 300 | 200 | 400 | 250 | 500
201711873 | GARRISON | KG7SD 120D-35ED | 120000 | 94.3% | Yes | 100 | 200 | 150 | 300 | 200 | 400 | 250 | 500
201714736 | GARRISON | KG7SD 120D-35ED* | 120000 | 94.3% | Yes | 100 | 200 | 150 | 300 | 200 | 400 | 250 | 500
204036854 | GARRISON | KG7TC-120D-E45D1 | 120000 | 95% | Yes | 100 | 200 | 150 | 300 | 200 | 400 | 250 | 500
204037027 | GARRISON | KG7TC-120*-E45D1 | 120000 | 95% | Yes | 100 | 200 | 150 | 300 | 200 | 400 | 250 | 500
201705158 | GARRISON | KG7TC 120*-*D* | 120000 | 95.1% | Yes | 100 | 200 | 150 | 300 | 200 | 400 | 250 | 500
201714092 | GARRISON | KG7TN 080*-*C* | 80000 | 96% | Yes | 100 | 200 | 200 | 400 | 200 | 400 | 250 | 500
201714849 | GARRISON | KG7TN 060*-*B* | 60000 | 96% | Yes | 100 | 200 | 200 | 400 | 200 | 400 | 250 | 500
201714895 | GARRISON | KG7TE 080*-VC* | 60000 | 96% | Yes | 100 | 200 | 200 | 400 | 200 | 400 | 250 | 500
201714023 | GARRISON | KG7TE 060*-*B* | 60000 | 96% | Yes | 100 | 200 | 200 | 400 | 200 | 400 | 250 | 500
201714918 | GARRISON | KG7TE 100*-VC* | 100000 | 96% | Yes | 100 | 200 | 200 | 400 | 200 | 400 | 250 | 500
201714069 | GARRISON | KG7TE 100*-*C* | 100000 | 96% | Yes | 100 | 200 | 200 | 400 | 200 | 400 | 250 | 500
201714115 | GARRISON | KG7TN 100*-*C* | 100000 | 96% | Yes | 100 | 200 | 200 | 400 | 200 | 400 | 250 | 500
201714872 | GARRISON | KG7TE 080*-*C* | 115000 | 96% | Yes | 100 | 200 | 200 | 400 | 200 | 400 | 250 | 500
201714046 | GARRISON | KG7TE 115*-*D* | 115000 | 96% | Yes | 100 | 200 | 200 | 400 | 200 | 400 | 250 | 500
201714138 | GARRISON | KG7TN 115*-*D* | 115000 | 96% | Yes | 100 | 200 | 200 | 400 | 200 | 400 | 250 | 500
208733595 | GE | NF97U070M3B-* | 66000 | 97% | Yes | 100 | 200 | 200 | 400 | 200 | 400 | 250 | 500
208733597 | GE | NF97U090M3C-* | 88000 | 97% | Yes | 100 | 200 | 200 | 400 | 200 | 400 | 250 | 500
208733599 | GE | NF97U090M4C-* | 88000 | 97% | Yes | 100 | 200 | 200 | 400 | 200 | 400 | 250 | 500
208733600 | GE | NF97U090M5C-* | 88000 | 97% | Yes | 100 | 200 | 200 | 400 | 200 | 400 | 250 | 500
208733602 | GE | NF97U110M5C-* | 110000 | 97% | Yes | 100 | 200 | 200 | 400 | 200 | 400 | 250 | 500
208733603 | GE | NF97U135M5D-* | 132000 | 97% | Yes | 100 | 200 | 200 | 400 | 200 | 400 | 250 | 500
208733605 | GE | NF97D070M3B-* | 66000 | 97% | Yes | 100 | 200 | 200 | 400 | 200 | 400 | 250 | 500
208733606 | GE | NF97D090M4C-* | 88000 | 97% | Yes | 100 | 200 | 200 | 400 | 200 | 400 | 250 | 500
208733608 | GE | NF97D110M5C-* | 110000 | 97% | Yes | 100 | 200 | 200 | 400 | 200 | 400 | 250 | 500
208733610 | GE | NF96U045V3B-* | 44000 | 96% | Yes | 100 | 200 | 200 | 400 | 200 | 400 | 250 | 500
208733611 | GE | NF96U070V3B-* | 66000 | 96% | Yes | 100 | 200 | 200 | 400 | 200 | 400 | 250 | 500
208733613 | GE | NF96U090V3C-* | 88000 | 96% | Yes | 100 | 200 | 200 | 400 | 200 | 400 | 250 | 500
208733614 | GE | NF96U090V5C-* | 88000 | 96% | Yes | 100 | 200 | 200 | 400 | 200 | 400 | 250 | 500
208733615 | GE | NF96U110V5C-* | 110000 | 96% | Yes | 100 | 200 | 200 | 400 | 200 | 400 | 250 | 500
208733617 | GE | NF96U135V5D-* | 132000 | 96% | Yes | 100 | 200 | 200 | 400 | 200 | 400 | 250 | 500
208733619 | GE | NF96D070V4B-* | 66000 | 96% | Yes | 100 | 200 | 200 | 400 | 200 | 400 | 250 | 500
208733620 | GE | NF96D090V5C-* | 88000 | 96% | Yes | 100 | 200 | 200 | 400 | 200 | 400 | 250 | 500
208733622 | GE | NF96D110V5C-* | 110000 | 96% | Yes | 100 | 200 | 200 | 400 | 200 | 400 | 250 | 500
208733623 | GE | NF95X040S3B-* | 40000 | 95% | Yes | 100 | 200 | 150 | 300 | 200 | 400 | 250 | 500
208733625 | GE | NF95X060S3B-* | 60000 | 95% | Yes | 100 | 200 | 150 | 300 | 200 | 400 | 250 | 500
208733626 | GE | NF95X080S4C-* | 80000 | 95% | Yes | 100 | 200 | 150 | 300 | 200 | 400 | 250 | 500
208733628 | GE | NF95X100S5C-* | 100000 | 95% | Yes | 100 | 200 | 150 | 300 | 200 | 400 | 250 | 500
208733653 | GE | NF96D045S3B-* | 44000 | 96.1% | Yes | 100 | 200 | 200 | 400 | 200 | 400 | 250 | 500
208733654 | GE | NF96D070S4B-* | 66000 | 96.1% | Yes | 100 | 200 | 200 | 400 | 200 | 400 | 250 | 500
208733656 | GE | NF96D090S4C-* | 88000 | 96.1% | Yes | 100 | 200 | 200 | 400 | 200 | 400 | 250 | 500
208733808 | GE | NF97X060V3B-* | 60000 | 97.5% | Yes | 100 | 200 | 200 | 400 | 200 | 400 | 250 | 500
208733809 | GE | NF97X080V4C-* | 80000 | 97.5% | Yes | 100 | 200 | 200 | 400 | 200 | 400 | 250 | 500
208733811 | GE | NF97X080V5C-* | 80000 | 97.5% | Yes | 100 | 200 | 200 | 400 | 200 | 400 | 250 | 500
208733813 | GE | NF97X040V3B-* | 40000 | 97.5% | Yes | 100 | 200 | 200 | 400 | 200 | 400 | 250 | 500
208733814 | GE | NF96U045S3B-* | 44000 | 96.6% | Yes | 100 | 200 | 200 | 400 | 200 | 400 | 250 | 500
208733815 | GE | NF96U070S3B-* | 66000 | 96.1% | Yes | 100 | 200 | 200 | 400 | 200 | 400 | 250 | 500
208733817 | GE | NF96U090S4C-* | 88000 | 96.3% | Yes | 100 | 200 | 200 | 400 | 200 | 400 | 250 | 500
208733818 | GE | NF96U110S5C-* | 110000 | 96.4% | Yes | 100 | 200 | 200 | 400 | 200 | 400 | 250 | 500
201704354 | GIBSON | KG7SC 038D-23A | 38000 | 92.1% | No | 100 | 200 | 0 | 0 | 100 | 200 | 250 | 500
201714162 | GIBSON | KG7SC 038D-23A* | 38000 | 92.1% | No | 100 | 200 | 0 | 0 | 100 | 200 | 250 | 500
201714323 | GIBSON | KG7SD 038D-24B* | 38000 | 95% | No | 100 | 200 | 0 | 0 | 100 | 200 | 250 | 500
201704515 | GIBSON | KG7SD 038D-24B | 38000 | 95% | No | 100 | 200 | 0 | 0 | 100 | 200 | 250 | 500
201714208 | GIBSON | KG7SC 072D-24B* | 72000 | 92.1% | No | 100 | 200 | 0 | 0 | 100 | 200 | 250 | 500
201714231 | GIBSON | KG7SC 072D-35C* | 72000 | 92.1% | No | 100 | 200 | 0 | 0 | 100 | 200 | 250 | 500
201714185 | GIBSON | KG7SC 054D-24B* | 54000 | 92.1% | No | 100 | 200 | 0 | 0 | 100 | 200 | 250 | 500
201714461 | GIBSON | KG7SL 054D-24B* | 54000 | 92.1% | No | 100 | 200 | 0 | 0 | 100 | 200 | 250 | 500
201704377 | GIBSON | KG7SC 054D-24B | 54000 | 92.1% | No | 100 | 200 | 0 | 0 | 100 | 200 | 250 | 500
201704768 | GIBSON | KG7SL 054D-24B | 54000 | 92.1% | No | 100 | 200 | 0 | 0 | 100 | 200 | 250 | 500
201714576 | GIBSON | KG7SM 072D-35C* | 72000 | 95% | No | 100 | 200 | 0 | 0 | 100 | 200 | 250 | 500
201704561 | GIBSON | KG7SD 072D-35C | 72000 | 95% | No | 100 | 200 | 0 | 0 | 100 | 200 | 250 | 500
201704883 | GIBSON | KG7SM 072D-35C | 72000 | 95% | No | 100 | 200 | 0 | 0 | 100 | 200 | 250 | 500
201714346 | GIBSON | KG7SD 054D-24B* | 54000 | 95% | No | 100 | 200 | 0 | 0 | 100 | 200 | 250 | 500
201714553 | GIBSON | KG7SM 054D-24B* | 54000 | 95% | No | 100 | 200 | 0 | 0 | 100 | 200 | 250 | 500
201704538 | GIBSON | KG7SD 054D-24B | 54000 | 95% | No | 100 | 200 | 0 | 0 | 100 | 200 | 250 | 500
201704860 | GIBSON | KG7SM 054D-24B | 54000 | 95% | No | 100 | 200 | 0 | 0 | 100 | 200 | 250 | 500
201714484 | GIBSON | KG7SL 072D-24B* | 72000 | 92.1% | No | 100 | 200 | 0 | 0 | 100 | 200 | 250 | 500
201714507 | GIBSON | KG7SL 090D-35C* | 90000 | 92.1% | No | 100 | 200 | 0 | 0 | 100 | 200 | 250 | 500
201704492 | GIBSON | KG7SC 120D-45D | 120000 | 92.1% | No | 100 | 200 | 0 | 0 | 100 | 200 | 250 | 500
201704423 | GIBSON | KG7SC 072D-35C | 72000 | 92.1% | No | 100 | 200 | 0 | 0 | 100 | 200 | 250 | 500
201704791 | GIBSON | KG7SL 072D-24B | 72000 | 92.1% | No | 100 | 200 | 0 | 0 | 100 | 200 | 250 | 500
201704400 | GIBSON | KG7SC 072D-24B | 72000 | 92.1% | No | 100 | 200 | 0 | 0 | 100 | 200 | 250 | 500
201714369 | GIBSON | KG7SD 072D-35C* | 72000 | 95% | No | 100 | 200 | 0 | 0 | 100 | 200 | 250 | 500
201714254 | GIBSON | KG7SC 090D-35C* | 90000 | 92.1% | No | 100 | 200 | 0 | 0 | 100 | 200 | 250 | 500
201704446 | GIBSON | KG7SC 090D-35C | 90000 | 92.1% | No | 100 | 200 | 0 | 0 | 100 | 200 | 250 | 500
201704814 | GIBSON | KG7SL 090D-35C | 90000 | 92.1% | No | 100 | 200 | 0 | 0 | 100 | 200 | 250 | 500
201714392 | GIBSON | KG7SD 090D-35C* | 90000 | 95% | No | 100 | 200 | 0 | 0 | 100 | 200 | 250 | 500
201714599 | GIBSON | KG7SM 090D-35C* | 90000 | 95% | No | 100 | 200 | 0 | 0 | 100 | 200 | 250 | 500
201704584 | GIBSON | KG7SD 090D-35C | 90000 | 95% | No | 100 | 200 | 0 | 0 | 100 | 200 | 250 | 500
201704906 | GIBSON | KG7SM 090D-35C | 90000 | 95% | No | 100 | 200 | 0 | 0 | 100 | 200 | 250 | 500
201714277 | GIBSON | KG7SC 108D-45D* | 108000 | 92.1% | No | 100 | 200 | 0 | 0 | 100 | 200 | 250 | 500
201704469 | GIBSON | KG7SC 108D-45D | 108000 | 92.1% | No | 100 | 200 | 0 | 0 | 100 | 200 | 250 | 500
201714415 | GIBSON | KG7SD 108D-45D* | 108000 | 95% | No | 100 | 200 | 0 | 0 | 100 | 200 | 250 | 500
201704607 | GIBSON | KG7SD 108D-45D | 108000 | 95% | No | 100 | 200 | 0 | 0 | 100 | 200 | 250 | 500
201714622 | GIBSON | KG7SM 118D-45D* | 118000 | 95% | No | 100 | 200 | 0 | 0 | 100 | 200 | 250 | 500
201704929 | GIBSON | KG7SM 118D-45D | 118000 | 95% | No | 100 | 200 | 0 | 0 | 100 | 200 | 250 | 500
201714300 | GIBSON | KG7SC 120D-45D* | 120000 | 92.1% | No | 100 | 200 | 0 | 0 | 100 | 200 | 250 | 500
201714530 | GIBSON | KG7SL 120D-45D* | 120000 | 92.1% | No | 100 | 200 | 0 | 0 | 100 | 200 | 250 | 500
201704837 | GIBSON | KG7SL 120D-45D | 120000 | 92.1% | No | 100 | 200 | 0 | 0 | 100 | 200 | 250 | 500
201714438 | GIBSON | KG7SD 120D-45D* | 120000 | 95% | No | 100 | 200 | 0 | 0 | 100 | 200 | 250 | 500
201704630 | GIBSON | KG7SD 120D-45D | 120000 | 95% | No | 100 | 200 | 0 | 0 | 100 | 200 | 250 | 500
205128898 | GIBSON | KG7SL-072D-T24B* | 72000 | 92.1% | Yes | 100 | 200 | 100 | 200 | 200 | 400 | 250 | 500
205234661 | GIBSON | KG7SC-072D-T35C* | 72000 | 92.1% | Yes | 100 | 200 | 100 | 200 | 200 | 400 | 250 | 500
204747331 | GIBSON | KG7SC-054D-T24B* | 54000 | 92% | Yes | 100 | 200 | 100 | 200 | 200 | 400 | 250 | 500
205116250 | GIBSON | KG7SC-090D-T35C1 | 90000 | 92.1% | Yes | 100 | 200 | 100 | 200 | 200 | 400 | 250 | 500
204835623 | GIBSON | KG7SC-072D-T24B1 | 72000 | 92% | Yes | 100 | 200 | 100 | 200 | 200 | 400 | 250 | 500
205078747 | GIBSON | KG7SC-038D-T23A1 | 38000 | 92.1% | Yes | 100 | 200 | 100 | 200 | 200 | 400 | 250 | 500
205234647 | GIBSON | KG7SC-108D-T45D* | 108000 | 92.1% | Yes | 100 | 200 | 100 | 200 | 200 | 400 | 250 | 500
205147065 | GIBSON | KG7SC-120D-T45D* | 120000 | 92.1% | Yes | 100 | 200 | 100 | 200 | 200 | 400 | 250 | 500
205282686 | GIBSON | KG7SD-072D-T35C* | 72000 | 95% | Yes | 100 | 200 | 150 | 300 | 200 | 400 | 250 | 500
201714668 | GIBSON | KG7SD 072D-35EC* | 72000 | 95% | Yes | 100 | 200 | 150 | 300 | 200 | 400 | 250 | 500
201711782 | GIBSON | KG7SD 054D-23EB | 54000 | 95% | Yes | 100 | 200 | 150 | 300 | 200 | 400 | 250 | 500
205147079 | GIBSON | KG7SD-054D-T24B1 | 54000 | 95% | Yes | 100 | 200 | 150 | 300 | 200 | 400 | 250 | 500
201714645 | GIBSON | KG7SD 054D-23EB* | 54000 | 95% | Yes | 100 | 200 | 150 | 300 | 200 | 400 | 250 | 500
205464014 | GIBSON | KG7SM-054D-T24B* | 54000 | 95% | Yes | 100 | 200 | 150 | 300 | 200 | 400 | 250 | 500
204037002 | GIBSON | KG7TC-060*-E24B1 | 60000 | 95% | Yes | 100 | 200 | 150 | 300 | 200 | 400 | 250 | 500
201705090 | GIBSON | KG7TC 060*-*B* | 60000 | 95.1% | Yes | 100 | 200 | 150 | 300 | 200 | 400 | 250 | 500
204036811 | GIBSON | KG7TC-060D-E24B1 | 60000 | 95% | Yes | 100 | 200 | 150 | 300 | 200 | 400 | 250 | 500
201711805 | GIBSON | KG7SD 072D-35EC | 72000 | 95% | Yes | 100 | 200 | 150 | 300 | 200 | 400 | 250 | 500
204037011 | GIBSON | KG7TC-080*-E35C1 | 80000 | 95% | Yes | 100 | 200 | 150 | 300 | 200 | 400 | 250 | 500
204036826 | GIBSON | KG7TC-080D-E35C1 | 80000 | 95% | Yes | 100 | 200 | 150 | 300 | 200 | 400 | 250 | 500
201705113 | GIBSON | KG7TC 080*-*C* | 80000 | 95.1% | Yes | 100 | 200 | 150 | 300 | 200 | 400 | 250 | 500
205360247 | GIBSON | KG7SD-090*-T35C1 | 85000 | 94% | Yes | 100 | 200 | 150 | 300 | 200 | 400 | 250 | 500
205360238 | GIBSON | KG7SD-090D-T35C1 | 85000 | 95% | Yes | 100 | 200 | 150 | 300 | 200 | 400 | 250 | 500
201711828 | GIBSON | KG7SD 090D-35EC | 90000 | 95% | Yes | 100 | 200 | 150 | 300 | 200 | 400 | 250 | 500
201714691 | GIBSON | KG7SD 090D-35EC* | 90000 | 95% | Yes | 100 | 200 | 150 | 300 | 200 | 400 | 250 | 500
205360229 | GIBSON | KG7SD-038*-T24B1 | 38000 | 94% | Yes | 100 | 200 | 150 | 300 | 200 | 400 | 250 | 500
205360221 | GIBSON | KG7SD-038D-T24B1 | 38000 | 95% | Yes | 100 | 200 | 150 | 300 | 200 | 400 | 250 | 500
202330103 | GIBSON | KGSD 038D-23EB* | 38000 | 95% | Yes | 100 | 200 | 150 | 300 | 200 | 400 | 250 | 500
201713803 | GIBSON | KG7SD 038D-23EB1 | 38000 | 95% | Yes | 100 | 200 | 150 | 300 | 200 | 400 | 250 | 500
204037020 | GIBSON | KG7TC-100*-E35C1 | 100000 | 95% | Yes | 100 | 200 | 150 | 300 | 200 | 400 | 250 | 500
204036841 | GIBSON | KG7TC-100D-E35C1 | 100000 | 95% | Yes | 100 | 200 | 150 | 300 | 200 | 400 | 250 | 500
201705136 | GIBSON | KG7TC 100*-*C* | 100000 | 95.1% | Yes | 100 | 200 | 150 | 300 | 200 | 400 | 250 | 500
201711851 | GIBSON | KG7SD 108D-35ED | 108000 | 95% | Yes | 100 | 200 | 150 | 300 | 200 | 400 | 250 | 500
205281356 | GIBSON | KG7SD-108D-T45D1 | 108000 | 95% | Yes | 100 | 200 | 150 | 300 | 200 | 400 | 250 | 500
201714714 | GIBSON | KG7SD 108D-35ED* | 108000 | 95% | Yes | 100 | 200 | 150 | 300 | 200 | 400 | 250 | 500
201711874 | GIBSON | KG7SD 120D-35ED | 120000 | 94.3% | Yes | 100 | 200 | 150 | 300 | 200 | 400 | 250 | 500
201714737 | GIBSON | KG7SD 120D-35ED* | 120000 | 94.3% | Yes | 100 | 200 | 150 | 300 | 200 | 400 | 250 | 500
204036855 | GIBSON | KG7TC-120D-E45D1 | 120000 | 95% | Yes | 100 | 200 | 150 | 300 | 200 | 400 | 250 | 500
204037028 | GIBSON | KG7TC-120*-E45D1 | 120000 | 95% | Yes | 100 | 200 | 150 | 300 | 200 | 400 | 250 | 500
201705159 | GIBSON | KG7TC 120*-*D* | 120000 | 95.1% | Yes | 100 | 200 | 150 | 300 | 200 | 400 | 250 | 500
204036932 | GIBSON | KG7TN-080D-E35C1 | 80000 | 96% | Yes | 100 | 200 | 200 | 400 | 200 | 400 | 250 | 500
204036976 | GIBSON | KG7TE-080D-E35C1 | 80000 | 96% | Yes | 100 | 200 | 200 | 400 | 200 | 400 | 250 | 500
202330020 | GIBSON | KG7TE 080D*-35C* | 80000 | 96% | Yes | 100 | 200 | 200 | 400 | 200 | 400 | 250 | 500
202330044 | GIBSON | KG7TN 080D-35C* | 80000 | 96% | Yes | 100 | 200 | 200 | 400 | 200 | 400 | 250 | 500
201714873 | GIBSON | KG7TE 080*-*C* | 80000 | 96% | Yes | 100 | 200 | 200 | 400 | 200 | 400 | 250 | 500
201714896 | GIBSON | KG7TE 080*-VC* | 80000 | 96% | Yes | 100 | 200 | 200 | 400 | 200 | 400 | 250 | 500
201714093 | GIBSON | KG7TN 080*-*C* | 80000 | 96% | Yes | 100 | 200 | 200 | 400 | 200 | 400 | 250 | 500
204036986 | GIBSON | KG7TN-060D-E24B1 | 60000 | 96% | Yes | 100 | 200 | 200 | 400 | 200 | 400 | 250 | 500
202330014 | GIBSON | KG7TE 060D-24B* | 60000 | 96% | Yes | 100 | 200 | 200 | 400 | 200 | 400 | 250 | 500
202330038 | GIBSON | KG7TN 060D-24B* | 60000 | 96% | Yes | 100 | 200 | 200 | 400 | 200 | 400 | 250 | 500
204037060 | GIBSON | KG7TE-060D-E24B1 | 60000 | 96% | Yes | 100 | 200 | 200 | 400 | 200 | 400 | 250 | 500
201714850 | GIBSON | KG7TN 060*-*B* | 60000 | 96% | Yes | 100 | 200 | 200 | 400 | 200 | 400 | 250 | 500
204036925 | GIBSON | KG7TE-100D-E35C1 | 100000 | 96% | Yes | 100 | 200 | 200 | 400 | 200 | 400 | 250 | 500
204036946 | GIBSON | KG7TN-100D-E35C1 | 100000 | 96% | Yes | 100 | 200 | 200 | 400 | 200 | 400 | 250 | 500
205411500 | GIBSON | KG7TE-100D-V35C1 | 100000 | 96% | Yes | 100 | 200 | 200 | 400 | 200 | 400 | 250 | 500
202330026 | GIBSON | KG7TE 100D-35C* | 100000 | 96% | Yes | 100 | 200 | 200 | 400 | 200 | 400 | 250 | 500
202330050 | GIBSON | KG7TN 100D-35C* | 100000 | 96% | Yes | 100 | 200 | 200 | 400 | 200 | 400 | 250 | 500
201714919 | GIBSON | KG7TE 100*-VC* | 100000 | 96% | Yes | 100 | 200 | 200 | 400 | 200 | 400 | 250 | 500
201714070 | GIBSON | KG7TE 100*-*C* | 100000 | 96% | Yes | 100 | 200 | 200 | 400 | 200 | 400 | 250 | 500
201714116 | GIBSON | KG7TN 100*-*C* | 100000 | 96% | Yes | 100 | 200 | 200 | 400 | 200 | 400 | 250 | 500
201714024 | GIBSON | KG7TE 060*-*B* | 60000 | 96% | Yes | 100 | 200 | 200 | 400 | 200 | 400 | 250 | 500
204036953 | GIBSON | KG7TN-115D-E45D1 | 115000 | 96% | Yes | 100 | 200 | 200 | 400 | 200 | 400 | 250 | 500
202330032 | GIBSON | KG7TE 115D-45D* | 115000 | 96% | Yes | 100 | 200 | 200 | 400 | 200 | 400 | 250 | 500
202330056 | GIBSON | KG7TN 115D-45D* | 115000 | 96% | Yes | 100 | 200 | 200 | 400 | 200 | 400 | 250 | 500
201714047 | GIBSON | KG7TE 115*-*D* | 115000 | 96% | Yes | 100 | 200 | 200 | 400 | 200 | 400 | 250 | 500
201714139 | GIBSON | KG7TN 115*-*D* | 115000 | 96% | Yes | 100 | 200 | 200 | 400 | 200 | 400 | 250 | 500
209430510 | GIBSON | R104HD-X24K060C | 60000 | 95% | Yes | 100 | 200 | 150 | 300 | 200 | 400 | 250 | 500
209430511 | GIBSON | R104HD-X30K060C | 60000 | 95% | Yes | 100 | 200 | 150 | 300 | 200 | 400 | 250 | 500
209430512 | GIBSON | R104HD-X36K080C | 80000 | 95% | Yes | 100 | 200 | 150 | 300 | 200 | 400 | 250 | 500
209430513 | GIBSON | R104HD-X42K080C | 80000 | 95% | Yes | 100 | 200 | 150 | 300 | 200 | 400 | 250 | 500
209430514 | GIBSON | R104HD-X48K096C | 96000 | 95% | Yes | 100 | 200 | 150 | 300 | 200 | 400 | 250 | 500
209430515 | GIBSON | R104HD-X60K096C | 96000 | 95% | Yes | 100 | 200 | 150 | 300 | 200 | 400 | 250 | 500
207456138 | GIBSON | KG7TC-120D-E45DP | 120000 | 95% | Yes | 100 | 200 | 150 | 300 | 200 | 400 | 250 | 500
207456145 | GIBSON | KG7TE-100D-E35CP | 100000 | 96% | Yes | 100 | 200 | 200 | 400 | 200 | 400 | 250 | 500
207456150 | GIBSON | KG7TN-080D-E35CP | 80000 | 96% | Yes | 100 | 200 | 200 | 400 | 200 | 400 | 250 | 500
207456161 | GIBSON | KG7TN-100D-E35CP | 100000 | 96% | Yes | 100 | 200 | 200 | 400 | 200 | 400 | 250 | 500
207456166 | GIBSON | KG7TN-115D-E45DP | 115000 | 96% | Yes | 100 | 200 | 200 | 400 | 200 | 400 | 250 | 500
207456109 | GIBSON | KG7TC-060D-E24BP | 60000 | 95% | Yes | 100 | 200 | 150 | 300 | 200 | 400 | 250 | 500
207456119 | GIBSON | KG7TC-080D-E35CP | 80000 | 95% | Yes | 100 | 200 | 150 | 300 | 200 | 400 | 250 | 500
207456129 | GIBSON | KG7TC-100D-E35CP | 100000 | 95% | Yes | 100 | 200 | 150 | 300 | 200 | 400 | 250 | 500
207456010 | GIBSON | KG7SC-090D-T35CP | 90000 | 92.1% | Yes | 100 | 200 | 100 | 200 | 200 | 400 | 250 | 500
207455962 | GIBSON | KG7SC-072D-T24BP | 72000 | 92% | Yes | 100 | 200 | 100 | 200 | 200 | 400 | 250 | 500
207456184 | GIBSON | KG7TE-080D-E35CP | 80000 | 96% | Yes | 100 | 200 | 200 | 400 | 200 | 400 | 250 | 500
207456192 | GIBSON | KG7TN-060D-E24BP | 60000 | 96% | Yes | 100 | 200 | 200 | 400 | 200 | 400 | 250 | 500
207456237 | GIBSON | KG7TE-060D-E24BP | 60000 | 96% | Yes | 100 | 200 | 200 | 400 | 200 | 400 | 250 | 500
207456252 | GIBSON | KG7SD-054D-T24BP | 54000 | 95% | Yes | 100 | 200 | 150 | 300 | 200 | 400 | 250 | 500
207456266 | GIBSON | KG7SD-108D-T45DP | 108000 | 95% | Yes | 100 | 200 | 150 | 300 | 200 | 400 | 250 | 500
207456282 | GIBSON | KG7SD-038D-T24BP | 38000 | 95% | Yes | 100 | 200 | 150 | 300 | 200 | 400 | 250 | 500
207456294 | GIBSON | KG7SD-090D-T35CP | 85000 | 95% | Yes | 100 | 200 | 150 | 300 | 200 | 400 | 250 | 500
207456322 | GIBSON | KG7TE-115D-E45DP | 115000 | 96% | Yes | 100 | 200 | 200 | 400 | 200 | 400 | 250 | 500
207456333 | GIBSON | KG7SD-120D-T45DP | 115000 | 95% | Yes | 100 | 200 | 150 | 300 | 200 | 400 | 250 | 500
207456347 | GIBSON | KG7TE-035D-E23AP | 35000 | 96% | Yes | 100 | 200 | 200 | 400 | 200 | 400 | 250 | 500
211781279 | GOETTL | N95MSU0401712A | 40000 | 95% | Yes | 100 | 200 | 150 | 300 | 200 | 400 | 250 | 500
211781289 | GOETTL | N95MSU0601716A | 60000 | 95% | Yes | 100 | 200 | 150 | 300 | 200 | 400 | 250 | 500
211781299 | GOETTL | N95MSU0802120A | 80000 | 95% | Yes | 100 | 200 | 150 | 300 | 200 | 400 | 250 | 500
211781310 | GOETTL | N95MSU1002120A | 100000 | 95% | Yes | 100 | 200 | 150 | 300 | 200 | 400 | 250 | 500
211781320 | GOETTL | N95MSU1002122A | 100000 | 95% | Yes | 100 | 200 | 150 | 300 | 200 | 400 | 250 | 500
205962029 | GOETTL | N95ESU0401712A | 40000 | 95% | Yes | 100 | 200 | 150 | 300 | 200 | 400 | 250 | 500
205962034 | GOETTL | N96VSN0401410A | 40000 | 96% | Yes | 100 | 200 | 200 | 400 | 200 | 400 | 250 | 500
205962035 | GOETTL | N96VSN0401410A*D | 40000 | 95% | Yes | 100 | 200 | 150 | 300 | 200 | 400 | 250 | 500
205962036 | GOETTL | N96VSN0401712A | 40000 | 96% | Yes | 100 | 200 | 200 | 400 | 200 | 400 | 250 | 500
205962037 | GOETTL | N96VSN0401712A*D | 40000 | 95% | Yes | 100 | 200 | 150 | 300 | 200 | 400 | 250 | 500
205962038 | GOETTL | N96VSN0601412A | 60000 | 95% | Yes | 100 | 200 | 150 | 300 | 200 | 400 | 250 | 500
205962039 | GOETTL | N96VSN0601412A*D | 60000 | 95% | Yes | 100 | 200 | 150 | 300 | 200 | 400 | 250 | 500
205962040 | GOETTL | N96VSN0601714A | 60000 | 96% | Yes | 100 | 200 | 200 | 400 | 200 | 400 | 250 | 500
205962041 | GOETTL | N96VSN0601714A*D | 60000 | 95% | Yes | 100 | 200 | 150 | 300 | 200 | 400 | 250 | 500
205962042 | GOETTL | N96VSN0801716A | 80000 | 96% | Yes | 100 | 200 | 200 | 400 | 200 | 400 | 250 | 500
205962043 | GOETTL | N96VSN0801716A*D | 80000 | 95% | Yes | 100 | 200 | 150 | 300 | 200 | 400 | 250 | 500
205962044 | GOETTL | N96VSN0802120A | 80000 | 96% | Yes | 100 | 200 | 200 | 400 | 200 | 400 | 250 | 500
205962045 | GOETTL | N96VSN0802120A*D | 80000 | 95% | Yes | 100 | 200 | 150 | 300 | 200 | 400 | 250 | 500
205962046 | GOETTL | N96VSN1002120A | 100000 | 96% | Yes | 100 | 200 | 200 | 400 | 200 | 400 | 250 | 500
205962047 | GOETTL | N96VSN1002120A*D | 100000 | 95% | Yes | 100 | 200 | 150 | 300 | 200 | 400 | 250 | 500
205962048 | GOETTL | N96VSN1202422A | 120000 | 96% | Yes | 100 | 200 | 200 | 400 | 200 | 400 | 250 | 500
205962049 | GOETTL | N96VSN1202422A*D | 120000 | 95% | Yes | 100 | 200 | 150 | 300 | 200 | 400 | 250 | 500
7367473 | GOODMAN | GMSS920803BN | 80000 | 92.1% | No | 100 | 200 | 0 | 0 | 100 | 200 | 250 | 500
7367474 | GOODMAN | GMSS920804CN | 80000 | 92.1% | No | 100 | 200 | 0 | 0 | 100 | 200 | 250 | 500
7367476 | GOODMAN | GMSS920805CN | 80000 | 92.1% | No | 100 | 200 | 0 | 0 | 100 | 200 | 250 | 500
7367472 | GOODMAN | GMSS920603BN | 60000 | 92.1% | No | 100 | 200 | 0 | 0 | 100 | 200 | 250 | 500
7367483 | GOODMAN | GCSS920603BN | 60000 | 92.1% | No | 100 | 200 | 0 | 0 | 100 | 200 | 250 | 500
7367481 | GOODMAN | GCSS920402BN | 40000 | 92.1% | No | 100 | 200 | 0 | 0 | 100 | 200 | 250 | 500
7367484 | GOODMAN | GCSS920804CN | 80000 | 92.1% | No | 100 | 200 | 0 | 0 | 100 | 200 | 250 | 500
10338389 | GOODMAN | VCSS960603BN | 60000 | 96.1% | No | 100 | 200 | 0 | 0 | 100 | 200 | 250 | 500
7365096 | GOODMAN | GMSS960603BN | 60000 | 96.1% | No | 100 | 200 | 0 | 0 | 100 | 200 | 250 | 500
7365103 | GOODMAN | GCSS960603BN | 60000 | 96.1% | No | 100 | 200 | 0 | 0 | 100 | 200 | 250 | 500
7367486 | GOODMAN | GCSS921005CN | 100000 | 92.1% | No | 100 | 200 | 0 | 0 | 100 | 200 | 250 | 500
7367479 | GOODMAN | GMSS921205DN | 120000 | 92.1% | No | 100 | 200 | 0 | 0 | 100 | 200 | 250 | 500
7367470 | GOODMAN | GMSS920402BN | 40000 | 92.1% | No | 100 | 200 | 0 | 0 | 100 | 200 | 250 | 500
10338385 | GOODMAN | VMSS960803BN | 80000 | 96.1% | No | 100 | 200 | 0 | 0 | 100 | 200 | 250 | 500
10338386 | GOODMAN | VMSS960804CN | 80000 | 96.1% | No | 100 | 200 | 0 | 0 | 100 | 200 | 250 | 500
10338390 | GOODMAN | VCSS960804CN | 80000 | 96.1% | No | 100 | 200 | 0 | 0 | 100 | 200 | 250 | 500
7365097 | GOODMAN | GMSS960803BN | 80000 | 96.1% | No | 100 | 200 | 0 | 0 | 100 | 200 | 250 | 500
7365098 | GOODMAN | GMSS960804CN | 80000 | 96.1% | No | 100 | 200 | 0 | 0 | 100 | 200 | 250 | 500
7365099 | GOODMAN | GMSS960805CN | 80000 | 96.1% | No | 100 | 200 | 0 | 0 | 100 | 200 | 250 | 500
7365104 | GOODMAN | GCSS960804CN | 80000 | 96.1% | No | 100 | 200 | 0 | 0 | 100 | 200 | 250 | 500
10515335 | GOODMAN | GMSS920403AN | 40000 | 92% | No | 100 | 200 | 0 | 0 | 100 | 200 | 250 | 500
10338388 | GOODMAN | VCSS960402BN | 40000 | 96.1% | No | 100 | 200 | 0 | 0 | 100 | 200 | 250 | 500
10568377 | GOODMAN | VMSS960403AN | 40000 | 96.1% | No | 100 | 200 | 0 | 0 | 100 | 200 | 250 | 500
7365095 | GOODMAN | GMSS960402BN | 40000 | 96.1% | No | 100 | 200 | 0 | 0 | 100 | 200 | 250 | 500
7365102 | GOODMAN | GCSS960402BN | 40000 | 96.1% | No | 100 | 200 | 0 | 0 | 100 | 200 | 250 | 500
10515334 | GOODMAN | GMSS960403AN | 40000 | 96.1% | No | 100 | 200 | 0 | 0 | 100 | 200 | 250 | 500
10338384 | GOODMAN | VMSS960603BN | 60000 | 96.1% | No | 100 | 200 | 0 | 0 | 100 | 200 | 250 | 500
7367477 | GOODMAN | GMSS921004CN | 100000 | 92.1% | No | 100 | 200 | 0 | 0 | 100 | 200 | 250 | 500
7367478 | GOODMAN | GMSS921005CN | 100000 | 92.1% | No | 100 | 200 | 0 | 0 | 100 | 200 | 250 | 500
10338391 | GOODMAN | VCSS961005CN | 100000 | 95% | No | 100 | 200 | 0 | 0 | 100 | 200 | 250 | 500
7365105 | GOODMAN | GCSS961005CN | 100000 | 95% | No | 100 | 200 | 0 | 0 | 100 | 200 | 250 | 500
10338387 | GOODMAN | VMSS961005CN | 100000 | 96.1% | No | 100 | 200 | 0 | 0 | 100 | 200 | 250 | 500
7365100 | GOODMAN | GMSS961005CN | 100000 | 96.1% | No | 100 | 200 | 0 | 0 | 100 | 200 | 250 | 500
7365106 | GOODMAN | GCSS961205DN | 120000 | 95% | No | 100 | 200 | 0 | 0 | 100 | 200 | 250 | 500
7365101 | GOODMAN | GMSS961205DN | 120000 | 96.1% | No | 100 | 200 | 0 | 0 | 100 | 200 | 250 | 500
203400956 | GOODMAN | GMES920603BN | 60000 | 92.1% | Yes | 100 | 200 | 100 | 200 | 200 | 400 | 250 | 500
203400955 | GOODMAN | GMES920403AN | 40000 | 92.1% | Yes | 100 | 200 | 100 | 200 | 200 | 400 | 250 | 500
203400962 | GOODMAN | GMES921205DN | 120000 | 92.1% | Yes | 100 | 200 | 100 | 200 | 200 | 400 | 250 | 500
203400959 | GOODMAN | GMES920805CN | 80000 | 92.1% | Yes | 100 | 200 | 100 | 200 | 200 | 400 | 250 | 500
203400957 | GOODMAN | GMES920803BN | 80000 | 92.1% | Yes | 100 | 200 | 100 | 200 | 200 | 400 | 250 | 500
203400958 | GOODMAN | GMES920804CN | 80000 | 92.1% | Yes | 100 | 200 | 100 | 200 | 200 | 400 | 250 | 500
203400960 | GOODMAN | GMES921004CN | 100000 | 92.1% | Yes | 100 | 200 | 100 | 200 | 200 | 400 | 250 | 500
203400961 | GOODMAN | GMES921005CN | 100000 | 92.1% | Yes | 100 | 200 | 100 | 200 | 200 | 400 | 250 | 500
203400989 | GOODMAN | GCES961005CN | 100000 | 95% | Yes | 100 | 200 | 150 | 300 | 200 | 400 | 250 | 500
203707915 | GOODMAN | VCES961005CN | 100000 | 95% | Yes | 100 | 200 | 150 | 300 | 200 | 400 | 250 | 500
203400990 | GOODMAN | GCES961205DN | 120000 | 95% | Yes | 100 | 200 | 150 | 300 | 200 | 400 | 250 | 500
7610857 | GOODMAN | GMEC960302BN | 30000 | 96.1% | Yes | 100 | 200 | 200 | 400 | 200 | 400 | 250 | 500
204271257 | GOODMAN | GMES960403BU | 40000 | 96.1% | Yes | 100 | 200 | 200 | 400 | 200 | 400 | 250 | 500
203400979 | GOODMAN | GMES960403AN | 40000 | 96.1% | Yes | 100 | 200 | 200 | 400 | 200 | 400 | 250 | 500
203400986 | GOODMAN | GCES960403BN | 40000 | 96.1% | Yes | 100 | 200 | 200 | 400 | 200 | 400 | 250 | 500
7368837 | GOODMAN | GCVC960403BN | 40000 | 96.1% | Yes | 100 | 200 | 200 | 400 | 200 | 400 | 250 | 500
7368841 | GOODMAN | GMVC960403BN | 40000 | 96.1% | Yes | 100 | 200 | 200 | 400 | 200 | 400 | 250 | 500
203707908 | GOODMAN | VMES960403AN | 40000 | 96.1% | Yes | 100 | 200 | 200 | 400 | 200 | 400 | 250 | 500
203707912 | GOODMAN | VCES960403BN | 40000 | 96.1% | Yes | 100 | 200 | 200 | 400 | 200 | 400 | 250 | 500
7423786 | GOODMAN | GMEC960402BN | 40000 | 96.1% | Yes | 100 | 200 | 200 | 400 | 200 | 400 | 250 | 500
10515331 | GOODMAN | GMEC960303AN | 30000 | 96.1% | Yes | 100 | 200 | 200 | 400 | 200 | 400 | 250 | 500
7424269 | GOODMAN | GCVM970603BN | 60000 | 97% | Yes | 100 | 200 | 200 | 400 | 200 | 400 | 250 | 500
7424264 | GOODMAN | GMVM970603BN | 60000 | 98% | Yes | 100 | 200 | 200 | 400 | 200 | 400 | 250 | 500
10515332 | GOODMAN | GMEC960403AN | 40000 | 96.1% | Yes | 100 | 200 | 200 | 400 | 200 | 400 | 250 | 500
10333719 | GOODMAN | GCEC960403BN | 40000 | 96.1% | Yes | 100 | 200 | 200 | 400 | 200 | 400 | 250 | 500
7424265 | GOODMAN | GMVM970803BN | 80000 | 97% | Yes | 100 | 200 | 200 | 400 | 200 | 400 | 250 | 500
7424270 | GOODMAN | GCVM970803BN | 80000 | 97% | Yes | 100 | 200 | 200 | 400 | 200 | 400 | 250 | 500
7424271 | GOODMAN | GCVM970804CN | 80000 | 97% | Yes | 100 | 200 | 200 | 400 | 200 | 400 | 250 | 500
7424266 | GOODMAN | GMVM970804CN | 80000 | 98% | Yes | 100 | 200 | 200 | 400 | 200 | 400 | 250 | 500
9101244 | GOODMAN | GMEC960804CN | 80000 | 96.1% | Yes | 100 | 200 | 200 | 400 | 200 | 400 | 250 | 500
203400981 | GOODMAN | GMES960803BN | 80000 | 96.1% | Yes | 100 | 200 | 200 | 400 | 200 | 400 | 250 | 500
203400982 | GOODMAN | GMES960804CN | 80000 | 96.1% | Yes | 100 | 200 | 200 | 400 | 200 | 400 | 250 | 500
203400983 | GOODMAN | GMES960805CN | 80000 | 96.1% | Yes | 100 | 200 | 200 | 400 | 200 | 400 | 250 | 500
203400988 | GOODMAN | GCES960804CN | 80000 | 96.1% | Yes | 100 | 200 | 200 | 400 | 200 | 400 | 250 | 500
7368834 | GOODMAN | GMVC960803BN | 80000 | 96.1% | Yes | 100 | 200 | 200 | 400 | 200 | 400 | 250 | 500
7368835 | GOODMAN | GMVC960804CN | 80000 | 96.1% | Yes | 100 | 200 | 200 | 400 | 200 | 400 | 250 | 500
7368843 | GOODMAN | GCVC960804CN | 80000 | 96.1% | Yes | 100 | 200 | 200 | 400 | 200 | 400 | 250 | 500
203495467 | GOODMAN | GMES960805CU | 80000 | 96.1% | Yes | 100 | 200 | 200 | 400 | 200 | 400 | 250 | 500
203707910 | GOODMAN | VMES960803BN | 80000 | 96.1% | Yes | 100 | 200 | 200 | 400 | 200 | 400 | 250 | 500
203707911 | GOODMAN | VMES960804CN | 80000 | 96.1% | Yes | 100 | 200 | 200 | 400 | 200 | 400 | 250 | 500
203707914 | GOODMAN | VCES960804CN | 80000 | 96.1% | Yes | 100 | 200 | 200 | 400 | 200 | 400 | 250 | 500
7423788 | GOODMAN | GMEC960803BN | 80000 | 96.1% | Yes | 100 | 200 | 200 | 400 | 200 | 400 | 250 | 500
10333721 | GOODMAN | GCEC960803BN | 80000 | 96.1% | Yes | 100 | 200 | 200 | 400 | 200 | 400 | 250 | 500
7424267 | GOODMAN | GMVM971005CN | 100000 | 97% | Yes | 100 | 200 | 200 | 400 | 200 | 400 | 250 | 500
7424272 | GOODMAN | GCVM971005CN | 100000 | 97% | Yes | 100 | 200 | 200 | 400 | 200 | 400 | 250 | 500
9101245 | GOODMAN | GMEC961005CN | 100000 | 96.1% | Yes | 100 | 200 | 200 | 400 | 200 | 400 | 250 | 500
203400984 | GOODMAN | GMES961005CN | 100000 | 96.1% | Yes | 100 | 200 | 200 | 400 | 200 | 400 | 250 | 500
7368836 | GOODMAN | GMVC961005CN | 100000 | 96.1% | Yes | 100 | 200 | 200 | 400 | 200 | 400 | 250 | 500
7368844 | GOODMAN | GCVC961005CN | 100000 | 96.1% | Yes | 100 | 200 | 200 | 400 | 200 | 400 | 250 | 500
203708636 | GOODMAN | VMES961005CN | 100000 | 96.1% | Yes | 100 | 200 | 200 | 400 | 200 | 400 | 250 | 500
7423789 | GOODMAN | GMEC961004CN | 100000 | 96.1% | Yes | 100 | 200 | 200 | 400 | 200 | 400 | 250 | 500
10298442 | GOODMAN | GMVC961005DN | 100000 | 96.1% | Yes | 100 | 200 | 200 | 400 | 200 | 400 | 250 | 500
10333722 | GOODMAN | GCEC961005CN | 100000 | 96.1% | Yes | 100 | 200 | 200 | 400 | 200 | 400 | 250 | 500
203400980 | GOODMAN | GMES960603BN | 60000 | 96.1% | Yes | 100 | 200 | 200 | 400 | 200 | 400 | 250 | 500
203400987 | GOODMAN | GCES960603BN | 60000 | 96.1% | Yes | 100 | 200 | 200 | 400 | 200 | 400 | 250 | 500
7368833 | GOODMAN | GMVC960603BN | 60000 | 96.1% | Yes | 100 | 200 | 200 | 400 | 200 | 400 | 250 | 500
7368838 | GOODMAN | GCVC960603BN | 60000 | 96.1% | Yes | 100 | 200 | 200 | 400 | 200 | 400 | 250 | 500
203707909 | GOODMAN | VMES960603BN | 60000 | 96.1% | Yes | 100 | 200 | 200 | 400 | 200 | 400 | 250 | 500
203707913 | GOODMAN | VCES960603BN | 60000 | 96.1% | Yes | 100 | 200 | 200 | 400 | 200 | 400 | 250 | 500
7423787 | GOODMAN | GMEC960603BN | 60000 | 96.1% | Yes | 100 | 200 | 200 | 400 | 200 | 400 | 250 | 500
10515333 | GOODMAN | GMEC960603AN | 60000 | 96.1% | Yes | 100 | 200 | 200 | 400 | 200 | 400 | 250 | 500
10333720 | GOODMAN | GCEC960603BN | 60000 | 96.1% | Yes | 100 | 200 | 200 | 400 | 200 | 400 | 250 | 500
204271258 | GOODMAN | GMES960603BU | 60000 | 96.1% | Yes | 100 | 200 | 200 | 400 | 200 | 400 | 250 | 500
7424268 | GOODMAN | GMVM971205DN | 120000 | 97% | Yes | 100 | 200 | 200 | 400 | 200 | 400 | 250 | 500
203400985 | GOODMAN | GMES961205DN | 120000 | 96.1% | Yes | 100 | 200 | 200 | 400 | 200 | 400 | 250 | 500
7368842 | GOODMAN | GMVC961205DN | 120000 | 96.1% | Yes | 100 | 200 | 200 | 400 | 200 | 400 | 250 | 500
7368845 | GOODMAN | GCVC961205DN | 120000 | 96.1% | Yes | 100 | 200 | 200 | 400 | 200 | 400 | 250 | 500
7423790 | GOODMAN | GMEC961205DN | 120000 | 96.1% | Yes | 100 | 200 | 200 | 400 | 200 | 400 | 250 | 500
207349345 | GOODMAN | VC9S960603BN | 60000 | 96.1% | Yes | 100 | 200 | 200 | 400 | 200 | 400 | 250 | 500
207349346 | GOODMAN | VC9S960804CN | 80000 | 96.1% | Yes | 100 | 200 | 200 | 400 | 200 | 400 | 250 | 500
207349347 | GOODMAN | VC9S961005CN | 100000 | 95% | Yes | 100 | 200 | 150 | 300 | 200 | 400 | 250 | 500
207349348 | GOODMAN | VM9S960403AN | 40000 | 96.1% | Yes | 100 | 200 | 200 | 400 | 200 | 400 | 250 | 500
207349349 | GOODMAN | VM9S960603BN | 60000 | 96.1% | Yes | 100 | 200 | 200 | 400 | 200 | 400 | 250 | 500
207349350 | GOODMAN | VM9S960803BN | 80000 | 96.1% | Yes | 100 | 200 | 200 | 400 | 200 | 400 | 250 | 500
207349351 | GOODMAN | VM9S960804CN | 80000 | 96.1% | Yes | 100 | 200 | 200 | 400 | 200 | 400 | 250 | 500
207349352 | GOODMAN | VM9S961005CN | 100000 | 96.1% | Yes | 100 | 200 | 200 | 400 | 200 | 400 | 250 | 500
207647863 | GOODMAN | GM9S960403BU | 40000 | 96.1% | Yes | 100 | 200 | 200 | 400 | 200 | 400 | 250 | 500
207647864 | GOODMAN | GM9S960603BU | 60000 | 96.1% | Yes | 100 | 200 | 200 | 400 | 200 | 400 | 250 | 500
207647866 | GOODMAN | GM9S960805CU | 80000 | 96.1% | Yes | 100 | 200 | 200 | 400 | 200 | 400 | 250 | 500
207349183 | GOODMAN | GM9S920403AN | 40000 | 92.1% | Yes | 100 | 200 | 100 | 200 | 200 | 400 | 250 | 500
207349184 | GOODMAN | GM9S920603BN | 60000 | 92.1% | Yes | 100 | 200 | 100 | 200 | 200 | 400 | 250 | 500
207349185 | GOODMAN | GM9S920803BN | 80000 | 92.1% | Yes | 100 | 200 | 100 | 200 | 200 | 400 | 250 | 500
207349186 | GOODMAN | GM9S920804CN | 80000 | 92.1% | Yes | 100 | 200 | 100 | 200 | 200 | 400 | 250 | 500
207349187 | GOODMAN | GM9S920805CN | 80000 | 92.1% | Yes | 100 | 200 | 100 | 200 | 200 | 400 | 250 | 500
207349188 | GOODMAN | GM9S921004CN | 100000 | 92.1% | Yes | 100 | 200 | 100 | 200 | 200 | 400 | 250 | 500
207349189 | GOODMAN | GM9S921005CN | 100000 | 92.1% | Yes | 100 | 200 | 100 | 200 | 200 | 400 | 250 | 500
207349190 | GOODMAN | GM9S921205DN | 120000 | 92.1% | Yes | 100 | 200 | 100 | 200 | 200 | 400 | 250 | 500
207349252 | GOODMAN | GC9C960403BN | 40000 | 96.1% | Yes | 100 | 200 | 200 | 400 | 200 | 400 | 250 | 500
207349253 | GOODMAN | GC9C960603BN | 60000 | 96.1% | Yes | 100 | 200 | 200 | 400 | 200 | 400 | 250 | 500
207349254 | GOODMAN | GC9C960803BN | 80000 | 96.1% | Yes | 100 | 200 | 200 | 400 | 200 | 400 | 250 | 500
207349255 | GOODMAN | GC9C961005CN | 100000 | 96.1% | Yes | 100 | 200 | 200 | 400 | 200 | 400 | 250 | 500
207349256 | GOODMAN | GM9C960303AN | 30000 | 96.1% | Yes | 100 | 200 | 200 | 400 | 200 | 400 | 250 | 500
207349257 | GOODMAN | GM9C960403AN | 40000 | 96.1% | Yes | 100 | 200 | 200 | 400 | 200 | 400 | 250 | 500
207349258 | GOODMAN | GM9C960603AN | 60000 | 96.1% | Yes | 100 | 200 | 200 | 400 | 200 | 400 | 250 | 500
207349259 | GOODMAN | GM9C960603BN | 60000 | 96.1% | Yes | 100 | 200 | 200 | 400 | 200 | 400 | 250 | 500
207349260 | GOODMAN | GM9C960803BN | 80000 | 96.1% | Yes | 100 | 200 | 200 | 400 | 200 | 400 | 250 | 500
207349261 | GOODMAN | GM9C960804CN | 80000 | 96.1% | Yes | 100 | 200 | 200 | 400 | 200 | 400 | 250 | 500
207349262 | GOODMAN | GM9C961004CN | 100000 | 96.1% | Yes | 100 | 200 | 200 | 400 | 200 | 400 | 250 | 500
207349263 | GOODMAN | GM9C961005CN | 100000 | 96.1% | Yes | 100 | 200 | 200 | 400 | 200 | 400 | 250 | 500
207349264 | GOODMAN | GM9C961205DN | 120000 | 96.1% | Yes | 100 | 200 | 200 | 400 | 200 | 400 | 250 | 500
207349287 | GOODMAN | GC9S960403BN | 40000 | 96.1% | Yes | 100 | 200 | 200 | 400 | 200 | 400 | 250 | 500
207349288 | GOODMAN | GC9S960603BN | 60000 | 96.1% | Yes | 100 | 200 | 200 | 400 | 200 | 400 | 250 | 500
207349289 | GOODMAN | GC9S960804CN | 80000 | 96.1% | Yes | 100 | 200 | 200 | 400 | 200 | 400 | 250 | 500
207349290 | GOODMAN | GC9S961005CN | 100000 | 95% | Yes | 100 | 200 | 150 | 300 | 200 | 400 | 250 | 500
207349291 | GOODMAN | GC9S961205DN | 120000 | 96.1% | Yes | 100 | 200 | 200 | 400 | 200 | 400 | 250 | 500
207349292 | GOODMAN | GM9S960403AN | 40000 | 96.1% | Yes | 100 | 200 | 200 | 400 | 200 | 400 | 250 | 500
207349293 | GOODMAN | GM9S960603BN | 60000 | 96.1% | Yes | 100 | 200 | 200 | 400 | 200 | 400 | 250 | 500
207349294 | GOODMAN | GM9S960803BN | 80000 | 96.1% | Yes | 100 | 200 | 200 | 400 | 200 | 400 | 250 | 500
207349295 | GOODMAN | GM9S960804CN | 80000 | 96.1% | Yes | 100 | 200 | 200 | 400 | 200 | 400 | 250 | 500
207349296 | GOODMAN | GM9S960805CN | 80000 | 96.1% | Yes | 100 | 200 | 200 | 400 | 200 | 400 | 250 | 500
207349297 | GOODMAN | GM9S961005CN | 100000 | 96.1% | Yes | 100 | 200 | 200 | 400 | 200 | 400 | 250 | 500
207349298 | GOODMAN | GM9S961205DN | 120000 | 96.1% | Yes | 100 | 200 | 200 | 400 | 200 | 400 | 250 | 500
207349344 | GOODMAN | VC9S960403BN | 40000 | 96.1% | Yes | 100 | 200 | 200 | 400 | 200 | 400 | 250 | 500
205747303 | GOODMAN | GMVS960603BU | 60000 | 96.1% | Yes | 100 | 200 | 200 | 400 | 200 | 400 | 250 | 500
205747304 | GOODMAN | GMVS960805CU | 80000 | 96.1% | Yes | 100 | 200 | 200 | 400 | 200 | 400 | 250 | 500
201707588 | GRANDAIRE | WFAR040A030C | 40000 | 92.1% | No | 100 | 200 | 0 | 0 | 100 | 200 | 250 | 500
201712902 | GRANDAIRE | WFAR040A030C** | 40000 | 92.1% | No | 100 | 200 | 0 | 0 | 100 | 200 | 250 | 500
201707594 | GRANDAIRE | WFAR080C060C | 80000 | 92.1% | No | 100 | 200 | 0 | 0 | 100 | 200 | 250 | 500
201712906 | GRANDAIRE | WFAR080C060C** | 80000 | 92.1% | No | 100 | 200 | 0 | 0 | 100 | 200 | 250 | 500
201706069 | GRANDAIRE | WFAR080B048B | 80000 | 92.1% | No | 100 | 200 | 0 | 0 | 100 | 200 | 250 | 500
201706083 | GRANDAIRE | WFAR080B048B* | 80000 | 92.1% | No | 100 | 200 | 0 | 0 | 100 | 200 | 250 | 500
201707590 | GRANDAIRE | WFAR060B048C | 60000 | 92.1% | No | 100 | 200 | 0 | 0 | 100 | 200 | 250 | 500
201712904 | GRANDAIRE | WFAR060B048C** | 60000 | 92.1% | No | 100 | 200 | 0 | 0 | 100 | 200 | 250 | 500
201712420 | GRANDAIRE | WFSR060B042A*D | 60000 | 95% | No | 100 | 200 | 0 | 0 | 100 | 200 | 250 | 500
201707596 | GRANDAIRE | WFAR100C048C | 100000 | 92.1% | No | 100 | 200 | 0 | 0 | 100 | 200 | 250 | 500
201712910 | GRANDAIRE | WFAR100C060C** | 100000 | 92.1% | No | 100 | 200 | 0 | 0 | 100 | 200 | 250 | 500
201712422 | GRANDAIRE | WFSR080B048A*D | 80000 | 95% | No | 100 | 200 | 0 | 0 | 100 | 200 | 250 | 500
201712424 | GRANDAIRE | WFSR080C060A*D | 80000 | 95% | No | 100 | 200 | 0 | 0 | 100 | 200 | 250 | 500
201712472 | GRANDAIRE | WFSR080B048A**D | 80000 | 95% | No | 100 | 200 | 0 | 0 | 100 | 200 | 250 | 500
201712474 | GRANDAIRE | WFSR080C060A**D | 80000 | 95% | No | 100 | 200 | 0 | 0 | 100 | 200 | 250 | 500
201712468 | GRANDAIRE | WFSR040A030A**D | 40000 | 95% | No | 100 | 200 | 0 | 0 | 100 | 200 | 250 | 500
201702480 | GRANDAIRE | WFSR040A030A | 40000 | 96% | No | 100 | 200 | 0 | 0 | 100 | 200 | 250 | 500
201712454 | GRANDAIRE | WFSR040A030A* | 40000 | 96% | No | 100 | 200 | 0 | 0 | 100 | 200 | 250 | 500
201702484 | GRANDAIRE | WFSR080B048A | 80000 | 96% | No | 100 | 200 | 0 | 0 | 100 | 200 | 250 | 500
201702486 | GRANDAIRE | WFSR080C060A | 80000 | 96% | No | 100 | 200 | 0 | 0 | 100 | 200 | 250 | 500
201712458 | GRANDAIRE | WFSR080B048A* | 80000 | 96% | No | 100 | 200 | 0 | 0 | 100 | 200 | 250 | 500
201712460 | GRANDAIRE | WFSR080C060A* | 80000 | 96% | No | 100 | 200 | 0 | 0 | 100 | 200 | 250 | 500
201712418 | GRANDAIRE | WFSR040A030A*D | 40000 | 95% | No | 100 | 200 | 0 | 0 | 100 | 200 | 250 | 500
201712470 | GRANDAIRE | WFSR060B042A**D | 60000 | 95% | No | 100 | 200 | 0 | 0 | 100 | 200 | 250 | 500
201702482 | GRANDAIRE | WFSR060B042A | 60000 | 96% | No | 100 | 200 | 0 | 0 | 100 | 200 | 250 | 500
201712456 | GRANDAIRE | WFSR060B042A* | 60000 | 96% | No | 100 | 200 | 0 | 0 | 100 | 200 | 250 | 500
201707598 | GRANDAIRE | WFAR100C060C | 100000 | 92.1% | No | 100 | 200 | 0 | 0 | 100 | 200 | 250 | 500
201712908 | GRANDAIRE | WFAR100C048C** | 100000 | 92.1% | No | 100 | 200 | 0 | 0 | 100 | 200 | 250 | 500
201712426 | GRANDAIRE | WFSR100C042A*D | 100000 | 95% | No | 100 | 200 | 0 | 0 | 100 | 200 | 250 | 500
201712428 | GRANDAIRE | WFSR100C060A*D | 100000 | 95% | No | 100 | 200 | 0 | 0 | 100 | 200 | 250 | 500
201712476 | GRANDAIRE | WFSR100C042A**D | 100000 | 95% | No | 100 | 200 | 0 | 0 | 100 | 200 | 250 | 500
201712478 | GRANDAIRE | WFSR100C060A**D | 100000 | 95% | No | 100 | 200 | 0 | 0 | 100 | 200 | 250 | 500
201702488 | GRANDAIRE | WFSR100C042A | 100000 | 96% | No | 100 | 200 | 0 | 0 | 100 | 200 | 250 | 500
201702490 | GRANDAIRE | WFSR100C060A | 100000 | 96% | No | 100 | 200 | 0 | 0 | 100 | 200 | 250 | 500
201712462 | GRANDAIRE | WFSR100C042A* | 100000 | 96% | No | 100 | 200 | 0 | 0 | 100 | 200 | 250 | 500
201712464 | GRANDAIRE | WFSR100C060A* | 100000 | 96% | No | 100 | 200 | 0 | 0 | 100 | 200 | 250 | 500
201707600 | GRANDAIRE | WFAR120D060C | 120000 | 92.1% | No | 100 | 200 | 0 | 0 | 100 | 200 | 250 | 500
201712912 | GRANDAIRE | WFAR120D060C** | 120000 | 92.1% | No | 100 | 200 | 0 | 0 | 100 | 200 | 250 | 500
201712430 | GRANDAIRE | WFSR120D060A*D | 120000 | 95% | No | 100 | 200 | 0 | 0 | 100 | 200 | 250 | 500
201712480 | GRANDAIRE | WFSR120D060A**D | 120000 | 95% | No | 100 | 200 | 0 | 0 | 100 | 200 | 250 | 500
201702492 | GRANDAIRE | WFSR120D060A | 120000 | 96% | No | 100 | 200 | 0 | 0 | 100 | 200 | 250 | 500
201712466 | GRANDAIRE | WFSR120D060A* | 120000 | 96% | No | 100 | 200 | 0 | 0 | 100 | 200 | 250 | 500
203359999 | GRANDAIRE | WFAX040B036A* | 40000 | 92.1% | Yes | 100 | 200 | 100 | 200 | 200 | 400 | 250 | 500
203360001 | GRANDAIRE | WFAX060A036A | 60000 | 92.1% | Yes | 100 | 200 | 100 | 200 | 200 | 400 | 250 | 500
203360003 | GRANDAIRE | WFAX060A036A* | 60000 | 92.1% | Yes | 100 | 200 | 100 | 200 | 200 | 400 | 250 | 500
203360005 | GRANDAIRE | WFAX060B042A | 60000 | 92.1% | Yes | 100 | 200 | 100 | 200 | 200 | 400 | 250 | 500
203360007 | GRANDAIRE | WFAX060B042A* | 60000 | 92.1% | Yes | 100 | 200 | 100 | 200 | 200 | 400 | 250 | 500
203359993 | GRANDAIRE | WFAX040A030A | 40000 | 92.1% | Yes | 100 | 200 | 100 | 200 | 200 | 400 | 250 | 500
203359995 | GRANDAIRE | WFAX040A030A* | 40000 | 92.1% | Yes | 100 | 200 | 100 | 200 | 200 | 400 | 250 | 500
203359997 | GRANDAIRE | WFAX040B036A | 40000 | 92.1% | Yes | 100 | 200 | 100 | 200 | 200 | 400 | 250 | 500
203360020 | GRANDAIRE | WFAX120D060A | 120000 | 92.1% | Yes | 100 | 200 | 100 | 200 | 200 | 400 | 250 | 500
203360012 | GRANDAIRE | WFAX080C060A | 80000 | 92.1% | Yes | 100 | 200 | 100 | 200 | 200 | 400 | 250 | 500
203360010 | GRANDAIRE | WFAX080B048A* | 80000 | 92.1% | Yes | 100 | 200 | 100 | 200 | 200 | 400 | 250 | 500
203360008 | GRANDAIRE | WFAX080B048A | 80000 | 92.1% | Yes | 100 | 200 | 100 | 200 | 200 | 400 | 250 | 500
203360014 | GRANDAIRE | WFAX080C060A* | 80000 | 92.1% | Yes | 100 | 200 | 100 | 200 | 200 | 400 | 250 | 500
203360016 | GRANDAIRE | WFAX100C060A | 100000 | 92.1% | Yes | 100 | 200 | 100 | 200 | 200 | 400 | 250 | 500
203360018 | GRANDAIRE | WFAX100C060A* | 100000 | 92.1% | Yes | 100 | 200 | 100 | 200 | 200 | 400 | 250 | 500
203360022 | GRANDAIRE | WFAX120D060A* | 120000 | 92.1% | Yes | 100 | 200 | 100 | 200 | 200 | 400 | 250 | 500
203360549 | GRANDAIRE | WFSX026A030A*D | 26000 | 95% | Yes | 100 | 200 | 150 | 300 | 200 | 400 | 250 | 500
203924732 | GRANDAIRE | WFSX040A030A*D | 40000 | 95% | Yes | 100 | 200 | 150 | 300 | 200 | 400 | 250 | 500
203924735 | GRANDAIRE | WFSX060A036A**D | 60000 | 95% | Yes | 100 | 200 | 150 | 300 | 200 | 400 | 250 | 500
203924736 | GRANDAIRE | WFSX060A036A*D | 60000 | 95% | Yes | 100 | 200 | 150 | 300 | 200 | 400 | 250 | 500
203360751 | GRANDAIRE | WFSX060B042A**D | 60000 | 95% | Yes | 100 | 200 | 150 | 300 | 200 | 400 | 250 | 500
203924734 | GRANDAIRE | WFSX060A036A* | 60000 | 95% | Yes | 100 | 200 | 150 | 300 | 200 | 400 | 250 | 500
203360551 | GRANDAIRE | WFSX060B042A*D | 60000 | 95% | Yes | 100 | 200 | 150 | 300 | 200 | 400 | 250 | 500
204543737 | GRANDAIRE | WFSU060B048A | 60000 | 95% | Yes | 100 | 200 | 150 | 300 | 200 | 400 | 250 | 500
203924733 | GRANDAIRE | WFSX060A036A | 60000 | 95% | Yes | 100 | 200 | 150 | 300 | 200 | 400 | 250 | 500
203360550 | GRANDAIRE | WFSX040B036A*D | 40000 | 95% | Yes | 100 | 200 | 150 | 300 | 200 | 400 | 250 | 500
203924731 | GRANDAIRE | WFSX040A030A**D | 40000 | 95% | Yes | 100 | 200 | 150 | 300 | 200 | 400 | 250 | 500
203360750 | GRANDAIRE | WFSX040B036A**D | 40000 | 95% | Yes | 100 | 200 | 150 | 300 | 200 | 400 | 250 | 500
203360552 | GRANDAIRE | WFSX080B048A*D | 80000 | 95% | Yes | 100 | 200 | 150 | 300 | 200 | 400 | 250 | 500
203360553 | GRANDAIRE | WFSX080C060A*D | 80000 | 95% | Yes | 100 | 200 | 150 | 300 | 200 | 400 | 250 | 500
204543752 | GRANDAIRE | WFSU080C060A | 80000 | 95% | Yes | 100 | 200 | 150 | 300 | 200 | 400 | 250 | 500
203360752 | GRANDAIRE | WFSX080B048A**D | 80000 | 95% | Yes | 100 | 200 | 150 | 300 | 200 | 400 | 250 | 500
203360753 | GRANDAIRE | WFSX080C060A**D | 80000 | 95% | Yes | 100 | 200 | 150 | 300 | 200 | 400 | 250 | 500
203360554 | GRANDAIRE | WFSX100C060A*D | 100000 | 95% | Yes | 100 | 200 | 150 | 300 | 200 | 400 | 250 | 500
204835512 | GRANDAIRE | WFSU100C060A | 100000 | 95% | Yes | 100 | 200 | 150 | 300 | 200 | 400 | 250 | 500
203360754 | GRANDAIRE | WFSX100C060A**D | 100000 | 95% | Yes | 100 | 200 | 150 | 300 | 200 | 400 | 250 | 500
203360555 | GRANDAIRE | WFSX120D066A*D | 120000 | 95% | Yes | 100 | 200 | 150 | 300 | 200 | 400 | 250 | 500
203360755 | GRANDAIRE | WFSX120D066A**D | 120000 | 95% | Yes | 100 | 200 | 150 | 300 | 200 | 400 | 250 | 500
203360548 | GRANDAIRE | WFSX140D066A | 140000 | 95% | Yes | 100 | 200 | 150 | 300 | 200 | 400 | 250 | 500
203360556 | GRANDAIRE | WFSX140D066A*D | 140000 | 95% | Yes | 100 | 200 | 150 | 300 | 200 | 400 | 250 | 500
203360541 | GRANDAIRE | WFSX026A030A | 26000 | 96% | Yes | 100 | 200 | 200 | 400 | 200 | 400 | 250 | 500
203360542 | GRANDAIRE | WFSX040B036A | 40000 | 96% | Yes | 100 | 200 | 200 | 400 | 200 | 400 | 250 | 500
203924729 | GRANDAIRE | WFSX040A030A | 40000 | 96% | Yes | 100 | 200 | 200 | 400 | 200 | 400 | 250 | 500
203924730 | GRANDAIRE | WFSX040A030A* | 40000 | 96% | Yes | 100 | 200 | 200 | 400 | 200 | 400 | 250 | 500
203360744 | GRANDAIRE | WFSX040B036A* | 40000 | 96% | Yes | 100 | 200 | 200 | 400 | 200 | 400 | 250 | 500
203360544 | GRANDAIRE | WFSX080B048A | 80000 | 96% | Yes | 100 | 200 | 200 | 400 | 200 | 400 | 250 | 500
203360545 | GRANDAIRE | WFSX080C060A | 80000 | 96% | Yes | 100 | 200 | 200 | 400 | 200 | 400 | 250 | 500
203360746 | GRANDAIRE | WFSX080B048A* | 80000 | 96% | Yes | 100 | 200 | 200 | 400 | 200 | 400 | 250 | 500
203360747 | GRANDAIRE | WFSX080C060A* | 80000 | 96% | Yes | 100 | 200 | 200 | 400 | 200 | 400 | 250 | 500
203360546 | GRANDAIRE | WFSX100C060A | 100000 | 96% | Yes | 100 | 200 | 200 | 400 | 200 | 400 | 250 | 500
203360748 | GRANDAIRE | WFSX100C060A* | 100000 | 96% | Yes | 100 | 200 | 200 | 400 | 200 | 400 | 250 | 500
203360543 | GRANDAIRE | WFSX060B042A | 60000 | 96% | Yes | 100 | 200 | 200 | 400 | 200 | 400 | 250 | 500
203360745 | GRANDAIRE | WFSX060B042A* | 60000 | 96% | Yes | 100 | 200 | 200 | 400 | 200 | 400 | 250 | 500
203360547 | GRANDAIRE | WFSX120D066A | 120000 | 96% | Yes | 100 | 200 | 200 | 400 | 200 | 400 | 250 | 500
203360749 | GRANDAIRE | WFSX120D066A* | 120000 | 96% | Yes | 100 | 200 | 200 | 400 | 200 | 400 | 250 | 500
211779046 | GRANDAIRE | WFAX040A036B | 40000 | 92.1% | Yes | 100 | 200 | 100 | 200 | 200 | 400 | 250 | 500
211779048 | GRANDAIRE | WFAX040A036B* | 40000 | 92.1% | Yes | 100 | 200 | 100 | 200 | 200 | 400 | 250 | 500
211779050 | GRANDAIRE | WFAX040B036B | 40000 | 92.1% | Yes | 100 | 200 | 100 | 200 | 200 | 400 | 250 | 500
211779052 | GRANDAIRE | WFAX040B036B* | 40000 | 92.1% | Yes | 100 | 200 | 100 | 200 | 200 | 400 | 250 | 500
211779054 | GRANDAIRE | WFAX060B042B | 60000 | 92.1% | Yes | 100 | 200 | 100 | 200 | 200 | 400 | 250 | 500
211779056 | GRANDAIRE | WFAX060B042B* | 60000 | 92.1% | Yes | 100 | 200 | 100 | 200 | 200 | 400 | 250 | 500
211779058 | GRANDAIRE | WFAX080B048B | 80000 | 92.1% | Yes | 100 | 200 | 100 | 200 | 200 | 400 | 250 | 500
211779060 | GRANDAIRE | WFAX080B048B* | 80000 | 92.1% | Yes | 100 | 200 | 100 | 200 | 200 | 400 | 250 | 500
211779062 | GRANDAIRE | WFAX100C060B | 100000 | 92.1% | Yes | 100 | 200 | 100 | 200 | 200 | 400 | 250 | 500
211779064 | GRANDAIRE | WFAX100C060B* | 100000 | 92.1% | Yes | 100 | 200 | 100 | 200 | 200 | 400 | 250 | 500
211779066 | GRANDAIRE | WFAX120D060B | 120000 | 92.1% | Yes | 100 | 200 | 100 | 200 | 200 | 400 | 250 | 500
211779068 | GRANDAIRE | WFAX120D060B* | 120000 | 92.1% | Yes | 100 | 200 | 100 | 200 | 200 | 400 | 250 | 500
212595247 | GRANDAIRE | WFST080B048A | 80000 | 96.2% | Yes | 100 | 200 | 200 | 400 | 200 | 400 | 250 | 500
212595249 | GRANDAIRE | WFST080B048A*D | 80000 | 95% | Yes | 100 | 200 | 150 | 300 | 200 | 400 | 250 | 500
211779667 | GRANDAIRE | WFSX120D066B*D | 120000 | 95% | Yes | 100 | 200 | 150 | 300 | 200 | 400 | 250 | 500
212595137 | GRANDAIRE | WFST060B048A | 60000 | 96.3% | Yes | 100 | 200 | 200 | 400 | 200 | 400 | 250 | 500
212595139 | GRANDAIRE | WFST060B048A*D | 60000 | 95% | Yes | 100 | 200 | 150 | 300 | 200 | 400 | 250 | 500
205645648 | GRANDAIRE | WFSU040B036A | 40000 | 95% | Yes | 100 | 200 | 150 | 300 | 200 | 400 | 250 | 500
212595027 | GRANDAIRE | WFST040A030A | 40000 | 96% | Yes | 100 | 200 | 200 | 400 | 200 | 400 | 250 | 500
212595029 | GRANDAIRE | WFST040A030A*D | 40000 | 95% | Yes | 100 | 200 | 150 | 300 | 200 | 400 | 250 | 500
212595331 | GRANDAIRE | WFST100C060A | 100000 | 96.1% | Yes | 100 | 200 | 200 | 400 | 200 | 400 | 250 | 500
212595333 | GRANDAIRE | WFST100C060A*D | 100000 | 95% | Yes | 100 | 200 | 150 | 300 | 200 | 400 | 250 | 500
211780758 | GRANDAIRE | WFSX080B048B* | 80000 | 97% | Yes | 100 | 200 | 200 | 400 | 200 | 400 | 250 | 500
211780756 | GRANDAIRE | WFSX080B048B | 80000 | 97% | Yes | 100 | 200 | 200 | 400 | 200 | 400 | 250 | 500
211779633 | GRANDAIRE | WFSX040A030B | 40000 | 96% | Yes | 100 | 200 | 200 | 400 | 200 | 400 | 250 | 500
211779635 | GRANDAIRE | WFSX040A030B* | 40000 | 96% | Yes | 100 | 200 | 200 | 400 | 200 | 400 | 250 | 500
211779637 | GRANDAIRE | WFSX040A030B**D | 40000 | 95% | Yes | 100 | 200 | 150 | 300 | 200 | 400 | 250 | 500
211779639 | GRANDAIRE | WFSX040A030B*D | 40000 | 95% | Yes | 100 | 200 | 150 | 300 | 200 | 400 | 250 | 500
211779641 | GRANDAIRE | WFSX060B048B | 60000 | 97% | Yes | 100 | 200 | 200 | 400 | 200 | 400 | 250 | 500
211779643 | GRANDAIRE | WFSX060B048B* | 60000 | 97% | Yes | 100 | 200 | 200 | 400 | 200 | 400 | 250 | 500
211779645 | GRANDAIRE | WFSX060B048B**D | 60000 | 95% | Yes | 100 | 200 | 150 | 300 | 200 | 400 | 250 | 500
211779647 | GRANDAIRE | WFSX060B048B*D | 60000 | 95% | Yes | 100 | 200 | 150 | 300 | 200 | 400 | 250 | 500
211779649 | GRANDAIRE | WFSX080B048B**D | 80000 | 95% | Yes | 100 | 200 | 150 | 300 | 200 | 400 | 250 | 500
211779651 | GRANDAIRE | WFSX080B048B*D | 80000 | 95% | Yes | 100 | 200 | 150 | 300 | 200 | 400 | 250 | 500
211779653 | GRANDAIRE | WFSX100C060B | 100000 | 96.3% | Yes | 100 | 200 | 200 | 400 | 200 | 400 | 250 | 500
211779655 | GRANDAIRE | WFSX100C060B* | 100000 | 96.3% | Yes | 100 | 200 | 200 | 400 | 200 | 400 | 250 | 500
211779657 | GRANDAIRE | WFSX100C060B**D | 100000 | 95% | Yes | 100 | 200 | 150 | 300 | 200 | 400 | 250 | 500
211779659 | GRANDAIRE | WFSX100C060B*D | 100000 | 95% | Yes | 100 | 200 | 150 | 300 | 200 | 400 | 250 | 500
211779661 | GRANDAIRE | WFSX120D066B | 120000 | 96.1% | Yes | 100 | 200 | 200 | 400 | 200 | 400 | 250 | 500
211779663 | GRANDAIRE | WFSX120D066B* | 120000 | 96.1% | Yes | 100 | 200 | 200 | 400 | 200 | 400 | 250 | 500
211779665 | GRANDAIRE | WFSX120D066B**D | 120000 | 95% | Yes | 100 | 200 | 150 | 300 | 200 | 400 | 250 | 500
211781342 | GRANDAIRE | WFSU040B036B | 40000 | 95% | Yes | 100 | 200 | 150 | 300 | 200 | 400 | 250 | 500
211781344 | GRANDAIRE | WFSU060B048B | 60000 | 95% | Yes | 100 | 200 | 150 | 300 | 200 | 400 | 250 | 500
211781346 | GRANDAIRE | WFSU080C060B | 80000 | 95% | Yes | 100 | 200 | 150 | 300 | 200 | 400 | 250 | 500
211781349 | GRANDAIRE | WFSU100C060B | 100000 | 95% | Yes | 100 | 200 | 150 | 300 | 200 | 400 | 250 | 500
201701813 | GREAT LAKES | 92AF1DF070P12B-* | 66000 | 92.1% | No | 100 | 200 | 0 | 0 | 100 | 200 | 250 | 500
201701830 | GREAT LAKES | 92AF1UH070P08B-* | 66000 | 92.1% | No | 100 | 200 | 0 | 0 | 100 | 200 | 250 | 500
201701833 | GREAT LAKES | 92AF1UH070P12B-* | 66000 | 92.1% | No | 100 | 200 | 0 | 0 | 100 | 200 | 250 | 500
201701810 | GREAT LAKES | 92AF1DF045P12B-* | 44000 | 92.1% | No | 100 | 200 | 0 | 0 | 100 | 200 | 250 | 500
201701822 | GREAT LAKES | 92AF1UH045P08B-* | 44000 | 92.1% | No | 100 | 200 | 0 | 0 | 100 | 200 | 250 | 500
201701826 | GREAT LAKES | 92AF1UH045P12B-* | 44000 | 92.1% | No | 100 | 200 | 0 | 0 | 100 | 200 | 250 | 500
201701837 | GREAT LAKES | 92AF1UH090P12C-* | 88000 | 92.1% | No | 100 | 200 | 0 | 0 | 100 | 200 | 250 | 500
201701841 | GREAT LAKES | 92AF1UH090P16C-* | 88000 | 92.1% | No | 100 | 200 | 0 | 0 | 100 | 200 | 250 | 500
201701862 | GREAT LAKES | 92AF1DF090P16C-* | 88000 | 92.1% | No | 100 | 200 | 0 | 0 | 100 | 200 | 250 | 500
201701818 | GREAT LAKES | 92AF1DF110P20C-* | 110000 | 92.1% | No | 100 | 200 | 0 | 0 | 100 | 200 | 250 | 500
201701845 | GREAT LAKES | 92AF1UH110P16C-* | 110000 | 92.1% | No | 100 | 200 | 0 | 0 | 100 | 200 | 250 | 500
201701850 | GREAT LAKES | 92AF1UH110P20C-* | 110000 | 92.1% | No | 100 | 200 | 0 | 0 | 100 | 200 | 250 | 500
201701858 | GREAT LAKES | 95AF1DF070P12B-* | 66000 | 95% | No | 100 | 200 | 0 | 0 | 100 | 200 | 250 | 500
201701854 | GREAT LAKES | 92AF1UH135P20D-* | 132000 | 92.1% | No | 100 | 200 | 0 | 0 | 100 | 200 | 250 | 500
5852867 | GUARDIAN BY JOHNSON CONTROLS | RGF19040AP08MP11 | 40000 | 95.5% | No | 100 | 200 | 0 | 0 | 100 | 200 | 250 | 500
5852869 | GUARDIAN BY JOHNSON CONTROLS | RGF19080BP12MP11 | 80000 | 95.5% | No | 100 | 200 | 0 | 0 | 100 | 200 | 250 | 500
5852870 | GUARDIAN BY JOHNSON CONTROLS | RGF19080CP16MP11 | 80000 | 95.5% | No | 100 | 200 | 0 | 0 | 100 | 200 | 250 | 500
5852868 | GUARDIAN BY JOHNSON CONTROLS | RGF19060BP12MP11 | 60000 | 95.5% | No | 100 | 200 | 0 | 0 | 100 | 200 | 250 | 500
5852872 | GUARDIAN BY JOHNSON CONTROLS | RGF19100CP20MP11 | 100000 | 95.5% | No | 100 | 200 | 0 | 0 | 100 | 200 | 250 | 500
5852871 | GUARDIAN BY JOHNSON CONTROLS | RGF19100CP16MP11 | 100000 | 95.5% | No | 100 | 200 | 0 | 0 | 100 | 200 | 250 | 500
5852873 | GUARDIAN BY JOHNSON CONTROLS | RGF19120DP20MP11 | 120000 | 95.5% | No | 100 | 200 | 0 | 0 | 100 | 200 | 250 | 500
203420393 | GUARDIAN BY JOHNSON CONTROLS | RGF19060AE10MP13 | 60000 | 95% | Yes | 100 | 200 | 150 | 300 | 200 | 400 | 250 | 500
7119471 | GUARDIAN BY JOHNSON CONTROLS | RGF19060BE12MP12 | 60000 | 95% | Yes | 100 | 200 | 150 | 300 | 200 | 400 | 250 | 500
203324466 | GUARDIAN BY JOHNSON CONTROLS | RGF19060BE12MP13 | 60000 | 95% | Yes | 100 | 200 | 150 | 300 | 200 | 400 | 250 | 500
203325008 | GUARDIAN BY JOHNSON CONTROLS | MM9E060B12MP11 | 60000 | 95% | Yes | 100 | 200 | 150 | 300 | 200 | 400 | 250 | 500
203324465 | GUARDIAN BY JOHNSON CONTROLS | RGF19060AE12MP13 | 60000 | 95% | Yes | 100 | 200 | 150 | 300 | 200 | 400 | 250 | 500
203324464 | GUARDIAN BY JOHNSON CONTROLS | RGF19040AE10MP13 | 40000 | 95% | Yes | 100 | 200 | 150 | 300 | 200 | 400 | 250 | 500
7119473 | GUARDIAN BY JOHNSON CONTROLS | RGF19080CE16MP12 | 80000 | 95% | Yes | 100 | 200 | 150 | 300 | 200 | 400 | 250 | 500
203324467 | GUARDIAN BY JOHNSON CONTROLS | RGF19080BE12MP13 | 80000 | 95% | Yes | 100 | 200 | 150 | 300 | 200 | 400 | 250 | 500
203324468 | GUARDIAN BY JOHNSON CONTROLS | RGF19080CE16MP13 | 80000 | 95% | Yes | 100 | 200 | 150 | 300 | 200 | 400 | 250 | 500
203324469 | GUARDIAN BY JOHNSON CONTROLS | RGF19080CE20MP13 | 80000 | 95% | Yes | 100 | 200 | 150 | 300 | 200 | 400 | 250 | 500
203325009 | GUARDIAN BY JOHNSON CONTROLS | MM9E080B12MP11 | 80000 | 95% | Yes | 100 | 200 | 150 | 300 | 200 | 400 | 250 | 500
203325010 | GUARDIAN BY JOHNSON CONTROLS | MM9E080C16MP11 | 80000 | 95% | Yes | 100 | 200 | 150 | 300 | 200 | 400 | 250 | 500
203325011 | GUARDIAN BY JOHNSON CONTROLS | MM9E080C20MP11 | 80000 | 95% | Yes | 100 | 200 | 150 | 300 | 200 | 400 | 250 | 500
7141792 | GUARDIAN BY JOHNSON CONTROLS | RGF19080BE12MP12 | 80000 | 95% | Yes | 100 | 200 | 150 | 300 | 200 | 400 | 250 | 500
7125981 | GUARDIAN BY JOHNSON CONTROLS | RGF19100CE16MP12 | 100000 | 95% | Yes | 100 | 200 | 150 | 300 | 200 | 400 | 250 | 500
203324470 | GUARDIAN BY JOHNSON CONTROLS | RGF19100CE16MP13 | 100000 | 95% | Yes | 100 | 200 | 150 | 300 | 200 | 400 | 250 | 500
203324471 | GUARDIAN BY JOHNSON CONTROLS | RGF19100CE20MP13 | 100000 | 95% | Yes | 100 | 200 | 150 | 300 | 200 | 400 | 250 | 500
203325012 | GUARDIAN BY JOHNSON CONTROLS | MM9E100C16MP11 | 100000 | 95% | Yes | 100 | 200 | 150 | 300 | 200 | 400 | 250 | 500
7133785 | GUARDIAN BY JOHNSON CONTROLS | RGF19100CE20MP12 | 100000 | 95% | Yes | 100 | 200 | 150 | 300 | 200 | 400 | 250 | 500
7119476 | GUARDIAN BY JOHNSON CONTROLS | RGF19120DE20MP12 | 120000 | 95% | Yes | 100 | 200 | 150 | 300 | 200 | 400 | 250 | 500
203324472 | GUARDIAN BY JOHNSON CONTROLS | RGF19120DE20MP13 | 120000 | 95% | Yes | 100 | 200 | 150 | 300 | 200 | 400 | 250 | 500
8551224 | GUARDIAN BY JOHNSON CONTROLS | RGF29040AE10MP11 | 40000 | 96% | Yes | 100 | 200 | 200 | 400 | 200 | 400 | 250 | 500
8551229 | GUARDIAN BY JOHNSON CONTROLS | RGF29080BE12MP11 | 80000 | 96% | Yes | 100 | 200 | 200 | 400 | 200 | 400 | 250 | 500
8551231 | GUARDIAN BY JOHNSON CONTROLS | RGF29080CE16MP11 | 80000 | 96% | Yes | 100 | 200 | 200 | 400 | 200 | 400 | 250 | 500
8551226 | GUARDIAN BY JOHNSON CONTROLS | RGF29060BE12MP11 | 60000 | 96% | Yes | 100 | 200 | 200 | 400 | 200 | 400 | 250 | 500
8551237 | GUARDIAN BY JOHNSON CONTROLS | RGF29120DE20MP11 | 120000 | 96% | Yes | 100 | 200 | 200 | 400 | 200 | 400 | 250 | 500
206428680 | GUARDIAN BY JOHNSON CONTROLS | RGF19026AE08MP13 | 26000 | 96% | Yes | 100 | 200 | 200 | 400 | 200 | 400 | 250 | 500
201707551 | HEIL | N9MSB0802120C | 80000 | 92.1% | No | 100 | 200 | 0 | 0 | 100 | 200 | 250 | 500
201706018 | HEIL | N9MSB0801716B | 80000 | 92.1% | No | 100 | 200 | 0 | 0 | 100 | 200 | 250 | 500
201712605 | HEIL | N9MSE0801716A**D | 80000 | 95% | No | 100 | 200 | 0 | 0 | 100 | 200 | 250 | 500
201712615 | HEIL | N9MSE0802120A**D | 80000 | 95% | No | 100 | 200 | 0 | 0 | 100 | 200 | 250 | 500
201712092 | HEIL | N9MSE0261408A*D | 26000 | 95% | No | 100 | 200 | 0 | 0 | 100 | 200 | 250 | 500
201710569 | HEIL | N9MSE0261408A | 26000 | 96% | No | 100 | 200 | 0 | 0 | 100 | 200 | 250 | 500
201712815 | HEIL | N9MSB0801716B** | 80000 | 92.1% | No | 100 | 200 | 0 | 0 | 100 | 200 | 250 | 500
201712865 | HEIL | N9MSB0802120C** | 80000 | 92.1% | No | 100 | 200 | 0 | 0 | 100 | 200 | 250 | 500
201707501 | HEIL | N9MSB0401410C | 40000 | 92.1% | No | 100 | 200 | 0 | 0 | 100 | 200 | 250 | 500
201707511 | HEIL | N9MSB0401712C | 40000 | 92.1% | No | 100 | 200 | 0 | 0 | 100 | 200 | 250 | 500
201712825 | HEIL | N9MSB0401410C** | 40000 | 92.1% | No | 100 | 200 | 0 | 0 | 100 | 200 | 250 | 500
201712835 | HEIL | N9MSB0401712C** | 40000 | 92.1% | No | 100 | 200 | 0 | 0 | 100 | 200 | 250 | 500
201707521 | HEIL | N9MSB0601412C | 60000 | 92.1% | No | 100 | 200 | 0 | 0 | 100 | 200 | 250 | 500
201707531 | HEIL | N9MSB0601716C | 60000 | 92.1% | No | 100 | 200 | 0 | 0 | 100 | 200 | 250 | 500
201712845 | HEIL | N9MSB0601412C** | 60000 | 92.1% | No | 100 | 200 | 0 | 0 | 100 | 200 | 250 | 500
201707561 | HEIL | N9MSB1002116C | 100000 | 92.1% | No | 100 | 200 | 0 | 0 | 100 | 200 | 250 | 500
201712885 | HEIL | N9MSB1002120C** | 100000 | 92.1% | No | 100 | 200 | 0 | 0 | 100 | 200 | 250 | 500
201712855 | HEIL | N9MSB0601716C** | 60000 | 92.1% | No | 100 | 200 | 0 | 0 | 100 | 200 | 250 | 500
201712585 | HEIL | N9MSE0601410A**D | 60000 | 95% | No | 100 | 200 | 0 | 0 | 100 | 200 | 250 | 500
201712595 | HEIL | N9MSE0601714A**D | 60000 | 95% | No | 100 | 200 | 0 | 0 | 100 | 200 | 250 | 500
201712895 | HEIL | N9MSB1202420C** | 120000 | 92.1% | No | 100 | 200 | 0 | 0 | 100 | 200 | 250 | 500
201712142 | HEIL | N9MSE0801716A*D | 80000 | 95% | No | 100 | 200 | 0 | 0 | 100 | 200 | 250 | 500
201712152 | HEIL | N9MSE0802120A*D | 80000 | 95% | No | 100 | 200 | 0 | 0 | 100 | 200 | 250 | 500
201712102 | HEIL | N9MSE0401410A*D | 40000 | 95% | No | 100 | 200 | 0 | 0 | 100 | 200 | 250 | 500
201712112 | HEIL | N9MSE0401712A*D | 40000 | 95% | No | 100 | 200 | 0 | 0 | 100 | 200 | 250 | 500
201712565 | HEIL | N9MSE0401410A**D | 40000 | 95% | No | 100 | 200 | 0 | 0 | 100 | 200 | 250 | 500
201712575 | HEIL | N9MSE0401712A**D | 40000 | 95% | No | 100 | 200 | 0 | 0 | 100 | 200 | 250 | 500
201702393 | HEIL | N9MSE0401410A | 40000 | 96% | No | 100 | 200 | 0 | 0 | 100 | 200 | 250 | 500
201712485 | HEIL | N9MSE0401410A** | 40000 | 96% | No | 100 | 200 | 0 | 0 | 100 | 200 | 250 | 500
201706188 | HEIL | N9MSE0401712A | 40000 | 96% | No | 100 | 200 | 0 | 0 | 100 | 200 | 250 | 500
201712555 | HEIL | N9MSE0401712A** | 40000 | 96% | No | 100 | 200 | 0 | 0 | 100 | 200 | 250 | 500
201702423 | HEIL | N9MSE0801716A | 80000 | 96% | No | 100 | 200 | 0 | 0 | 100 | 200 | 250 | 500
201702433 | HEIL | N9MSE0802120A | 80000 | 96% | No | 100 | 200 | 0 | 0 | 100 | 200 | 250 | 500
201712515 | HEIL | N9MSE0801716A** | 80000 | 96% | No | 100 | 200 | 0 | 0 | 100 | 200 | 250 | 500
201706561 | HEIL | N9MSE0802120A* | 80000 | 96% | No | 100 | 200 | 0 | 0 | 100 | 200 | 250 | 500
201707571 | HEIL | N9MSB1002120C | 100000 | 92.1% | No | 100 | 200 | 0 | 0 | 100 | 200 | 250 | 500
201712875 | HEIL | N9MSB1002116C** | 100000 | 92.1% | No | 100 | 200 | 0 | 0 | 100 | 200 | 250 | 500
201712162 | HEIL | N9MSE1002114A*D | 100000 | 95% | No | 100 | 200 | 0 | 0 | 100 | 200 | 250 | 500
201712172 | HEIL | N9MSE1002120A*D | 100000 | 95% | No | 100 | 200 | 0 | 0 | 100 | 200 | 250 | 500
201712625 | HEIL | N9MSE1002114A**D | 100000 | 95% | No | 100 | 200 | 0 | 0 | 100 | 200 | 250 | 500
201712635 | HEIL | N9MSE1002120A**D | 100000 | 95% | No | 100 | 200 | 0 | 0 | 100 | 200 | 250 | 500
201702443 | HEIL | N9MSE1002114A | 100000 | 96% | No | 100 | 200 | 0 | 0 | 100 | 200 | 250 | 500
201702453 | HEIL | N9MSE1002120A | 100000 | 96% | No | 100 | 200 | 0 | 0 | 100 | 200 | 250 | 500
201712525 | HEIL | N9MSE1002114A** | 100000 | 96% | No | 100 | 200 | 0 | 0 | 100 | 200 | 250 | 500
201712535 | HEIL | N9MSE1002120A** | 100000 | 96% | No | 100 | 200 | 0 | 0 | 100 | 200 | 250 | 500
201712122 | HEIL | N9MSE0601410A*D | 60000 | 95% | No | 100 | 200 | 0 | 0 | 100 | 200 | 250 | 500
201712132 | HEIL | N9MSE0601714A*D | 60000 | 95% | No | 100 | 200 | 0 | 0 | 100 | 200 | 250 | 500
201702403 | HEIL | N9MSE0601410A | 60000 | 95.5% | No | 100 | 200 | 0 | 0 | 100 | 200 | 250 | 500
201712495 | HEIL | N9MSE0601410A** | 60000 | 95.5% | No | 100 | 200 | 0 | 0 | 100 | 200 | 250 | 500
201702413 | HEIL | N9MSE0601714A | 60000 | 96% | No | 100 | 200 | 0 | 0 | 100 | 200 | 250 | 500
201712505 | HEIL | N9MSE0601714A** | 60000 | 96% | No | 100 | 200 | 0 | 0 | 100 | 200 | 250 | 500
201707581 | HEIL | N9MSB1202420C | 120000 | 92.1% | No | 100 | 200 | 0 | 0 | 100 | 200 | 250 | 500
201712182 | HEIL | N9MSE1202420A*D | 120000 | 95% | No | 100 | 200 | 0 | 0 | 100 | 200 | 250 | 500
201712645 | HEIL | N9MSE1202420A**D | 120000 | 95% | No | 100 | 200 | 0 | 0 | 100 | 200 | 250 | 500
201702463 | HEIL | N9MSE1202420A | 120000 | 96% | No | 100 | 200 | 0 | 0 | 100 | 200 | 250 | 500
201712545 | HEIL | N9MSE1202420A** | 120000 | 96% | No | 100 | 200 | 0 | 0 | 100 | 200 | 250 | 500
201712192 | HEIL | N9MSE1402420A*D | 140000 | 94.4% | No | 100 | 200 | 0 | 0 | 100 | 200 | 250 | 500
201702473 | HEIL | N9MSE1402420A | 140000 | 96% | No | 100 | 200 | 0 | 0 | 100 | 200 | 250 | 500
203359634 | HEIL | N92ESN0401410A | 40000 | 92.1% | Yes | 100 | 200 | 100 | 200 | 200 | 400 | 250 | 500
203359653 | HEIL | N92ESN0401410A* | 40000 | 92.1% | Yes | 100 | 200 | 100 | 200 | 200 | 400 | 250 | 500
203359670 | HEIL | N92ESN0401712A | 40000 | 92.1% | Yes | 100 | 200 | 100 | 200 | 200 | 400 | 250 | 500
203359707 | HEIL | N92ESN0601412A | 60000 | 92.1% | Yes | 100 | 200 | 100 | 200 | 200 | 400 | 250 | 500
203359725 | HEIL | N92ESN0601412A* | 60000 | 92.1% | Yes | 100 | 200 | 100 | 200 | 200 | 400 | 250 | 500
203359744 | HEIL | N92ESN0601714A | 60000 | 92.1% | Yes | 100 | 200 | 100 | 200 | 200 | 400 | 250 | 500
203359762 | HEIL | N92ESN0601714A* | 60000 | 92.1% | Yes | 100 | 200 | 100 | 200 | 200 | 400 | 250 | 500
203359688 | HEIL | N92ESN0401712A* | 40000 | 92.1% | Yes | 100 | 200 | 100 | 200 | 200 | 400 | 250 | 500
203359878 | HEIL | N92ESN1202420A | 120000 | 92.1% | Yes | 100 | 200 | 100 | 200 | 200 | 400 | 250 | 500
203359896 | HEIL | N92ESN1202420A* | 120000 | 92.1% | Yes | 100 | 200 | 100 | 200 | 200 | 400 | 250 | 500
203359812 | HEIL | N92ESN0802120A | 80000 | 92.1% | Yes | 100 | 200 | 100 | 200 | 200 | 400 | 250 | 500
203359781 | HEIL | N92ESN0801716A | 80000 | 92.1% | Yes | 100 | 200 | 100 | 200 | 200 | 400 | 250 | 500
203359828 | HEIL | N92ESN0802120A* | 80000 | 92.1% | Yes | 100 | 200 | 100 | 200 | 200 | 400 | 250 | 500
203359799 | HEIL | N92ESN0801716A* | 80000 | 92.1% | Yes | 100 | 200 | 100 | 200 | 200 | 400 | 250 | 500
203359845 | HEIL | N92ESN1002120A | 100000 | 92.1% | Yes | 100 | 200 | 100 | 200 | 200 | 400 | 250 | 500
203359860 | HEIL | N92ESN1002120A* | 100000 | 92.1% | Yes | 100 | 200 | 100 | 200 | 200 | 400 | 250 | 500
205001045 | HEIL | N92ESN1002122A | 100000 | 92.1% | Yes | 100 | 200 | 100 | 200 | 200 | 400 | 250 | 500
205001054 | HEIL | N92ESN1002122A* | 100000 | 92.1% | Yes | 100 | 200 | 100 | 200 | 200 | 400 | 250 | 500
201712301 | HEIL | G9MXE0261410A*D | 26000 | 95% | Yes | 100 | 200 | 150 | 300 | 200 | 400 | 250 | 500
203360402 | HEIL | N95ESN0261410A*D | 26000 | 95% | Yes | 100 | 200 | 150 | 300 | 200 | 400 | 250 | 500
201712308 | HEIL | G9MXE0401410A*D | 40000 | 95% | Yes | 100 | 200 | 150 | 300 | 200 | 400 | 250 | 500
203359378 | HEIL | G96CTN0601714A*D | 60000 | 95% | Yes | 100 | 200 | 150 | 300 | 200 | 400 | 250 | 500
201707000 | HEIL | G9MVE0601412A | 60000 | 95% | Yes | 100 | 200 | 150 | 300 | 200 | 400 | 250 | 500
204543731 | HEIL | N95ESU0601716A | 60000 | 95% | Yes | 100 | 200 | 150 | 300 | 200 | 400 | 250 | 500
201712210 | HEIL | G9MAE0601714A*D | 60000 | 95% | Yes | 100 | 200 | 150 | 300 | 200 | 400 | 250 | 500
201712259 | HEIL | G9MVE0601412A*D | 60000 | 95% | Yes | 100 | 200 | 150 | 300 | 200 | 400 | 250 | 500
201712266 | HEIL | G9MVE0601714A*D | 60000 | 95% | Yes | 100 | 200 | 150 | 300 | 200 | 400 | 250 | 500
201712779 | HEIL | G9MXE0601714A**D | 60000 | 95% | Yes | 100 | 200 | 150 | 300 | 200 | 400 | 250 | 500
203359521 | HEIL | G9MBE0601714A*D | 60000 | 95% | Yes | 100 | 200 | 150 | 300 | 200 | 400 | 250 | 500
201712322 | HEIL | G9MXE0601412A*D | 60000 | 95% | Yes | 100 | 200 | 150 | 300 | 200 | 400 | 250 | 500
201712329 | HEIL | G9MXE0601714A*D | 60000 | 95% | Yes | 100 | 200 | 150 | 300 | 200 | 400 | 250 | 500
201712378 | HEIL | G9MXT0601412A*D | 60000 | 95% | Yes | 100 | 200 | 150 | 300 | 200 | 400 | 250 | 500
201712385 | HEIL | G9MXT0601714A*D | 60000 | 95% | Yes | 100 | 200 | 150 | 300 | 200 | 400 | 250 | 500
203924633 | HEIL | G97CMN0601714A*D | 60000 | 95% | Yes | 100 | 200 | 150 | 300 | 200 | 400 | 250 | 500
203359252 | HEIL | G96VTN0601714A*D | 60000 | 95% | Yes | 100 | 200 | 150 | 300 | 200 | 400 | 250 | 500
203360679 | HEIL | N95ESN0601714A**D | 60000 | 95% | Yes | 100 | 200 | 150 | 300 | 200 | 400 | 250 | 500
203360406 | HEIL | N95ESN0601714A*D | 60000 | 95% | Yes | 100 | 200 | 150 | 300 | 200 | 400 | 250 | 500
201712772 | HEIL | G9MXE0601412A**D | 60000 | 95% | Yes | 100 | 200 | 150 | 300 | 200 | 400 | 250 | 500
201710559 | HEIL | G9MXT0601412A* | 60000 | 95% | Yes | 100 | 200 | 150 | 300 | 200 | 400 | 250 | 500
203924773 | HEIL | N95ESN0601412A | 60000 | 95% | Yes | 100 | 200 | 150 | 300 | 200 | 400 | 250 | 500
203924774 | HEIL | N95ESN0601412A* | 60000 | 95% | Yes | 100 | 200 | 150 | 300 | 200 | 400 | 250 | 500
203924775 | HEIL | N95ESN0601412A**D | 60000 | 95% | Yes | 100 | 200 | 150 | 300 | 200 | 400 | 250 | 500
203924776 | HEIL | N95ESN0601412A*D | 60000 | 95% | Yes | 100 | 200 | 150 | 300 | 200 | 400 | 250 | 500
203924846 | HEIL | G96VTN0601412A | 60000 | 95% | Yes | 100 | 200 | 150 | 300 | 200 | 400 | 250 | 500
203924848 | HEIL | G96VTN0601412A*D | 60000 | 95% | Yes | 100 | 200 | 150 | 300 | 200 | 400 | 250 | 500
201712245 | HEIL | G9MVE0401410A*D | 40000 | 95% | Yes | 100 | 200 | 150 | 300 | 200 | 400 | 250 | 500
201712252 | HEIL | G9MVE0401712A*D | 40000 | 95% | Yes | 100 | 200 | 150 | 300 | 200 | 400 | 250 | 500
201712758 | HEIL | G9MXE0401410A**D | 40000 | 95% | Yes | 100 | 200 | 150 | 300 | 200 | 400 | 250 | 500
201712765 | HEIL | G9MXE0401712A**D | 40000 | 95% | Yes | 100 | 200 | 150 | 300 | 200 | 400 | 250 | 500
201712315 | HEIL | G9MXE0401712A*D | 40000 | 95% | Yes | 100 | 200 | 150 | 300 | 200 | 400 | 250 | 500
201712364 | HEIL | G9MXT0401410A*D | 40000 | 95% | Yes | 100 | 200 | 150 | 300 | 200 | 400 | 250 | 500
201712371 | HEIL | G9MXT0401712A*D | 40000 | 95% | Yes | 100 | 200 | 150 | 300 | 200 | 400 | 250 | 500
203924771 | HEIL | N95ESN0401410A**D | 40000 | 95% | Yes | 100 | 200 | 150 | 300 | 200 | 400 | 250 | 500
203924772 | HEIL | N95ESN0401410A*D | 40000 | 95% | Yes | 100 | 200 | 150 | 300 | 200 | 400 | 250 | 500
203924847 | HEIL | G96VTN0401410A*D | 40000 | 95% | Yes | 100 | 200 | 150 | 300 | 200 | 400 | 250 | 500
203359251 | HEIL | G96VTN0401712A*D | 40000 | 95% | Yes | 100 | 200 | 150 | 300 | 200 | 400 | 250 | 500
203360678 | HEIL | N95ESN0401712A**D | 40000 | 95% | Yes | 100 | 200 | 150 | 300 | 200 | 400 | 250 | 500
203360404 | HEIL | N95ESN0401712A*D | 40000 | 95% | Yes | 100 | 200 | 150 | 300 | 200 | 400 | 250 | 500
203359379 | HEIL | G96CTN0801714A*D | 80000 | 95% | Yes | 100 | 200 | 150 | 300 | 200 | 400 | 250 | 500
203359380 | HEIL | G96CTN0802120A*D | 80000 | 95% | Yes | 100 | 200 | 150 | 300 | 200 | 400 | 250 | 500
204543746 | HEIL | N95ESU0802120A | 80000 | 95% | Yes | 100 | 200 | 150 | 300 | 200 | 400 | 250 | 500
201712224 | HEIL | G9MAE0801714A*D | 80000 | 95% | Yes | 100 | 200 | 150 | 300 | 200 | 400 | 250 | 500
201712273 | HEIL | G9MVE0801716A*D | 80000 | 95% | Yes | 100 | 200 | 150 | 300 | 200 | 400 | 250 | 500
201712280 | HEIL | G9MVE0802120A*D | 80000 | 95% | Yes | 100 | 200 | 150 | 300 | 200 | 400 | 250 | 500
201712786 | HEIL | G9MXE0801716A**D | 80000 | 95% | Yes | 100 | 200 | 150 | 300 | 200 | 400 | 250 | 500
201712793 | HEIL | G9MXE0802120A**D | 80000 | 95% | Yes | 100 | 200 | 150 | 300 | 200 | 400 | 250 | 500
203359537 | HEIL | G9MBE0801714A*D | 80000 | 95% | Yes | 100 | 200 | 150 | 300 | 200 | 400 | 250 | 500
203359545 | HEIL | G9MBE0802120A*D | 80000 | 95% | Yes | 100 | 200 | 150 | 300 | 200 | 400 | 250 | 500
201712336 | HEIL | G9MXE0801716A*D | 80000 | 95% | Yes | 100 | 200 | 150 | 300 | 200 | 400 | 250 | 500
201712343 | HEIL | G9MXE0802120A*D | 80000 | 95% | Yes | 100 | 200 | 150 | 300 | 200 | 400 | 250 | 500
201712392 | HEIL | G9MXT0801716A*D | 80000 | 95% | Yes | 100 | 200 | 150 | 300 | 200 | 400 | 250 | 500
201712399 | HEIL | G9MXT0802120A*D | 80000 | 95% | Yes | 100 | 200 | 150 | 300 | 200 | 400 | 250 | 500
201712437 | HEIL | G9MAE0802120A*D | 80000 | 95% | Yes | 100 | 200 | 150 | 300 | 200 | 400 | 250 | 500
203924649 | HEIL | G97CMN0801714A*D | 80000 | 95% | Yes | 100 | 200 | 150 | 300 | 200 | 400 | 250 | 500
203924657 | HEIL | G97CMN0802120A*D | 80000 | 95% | Yes | 100 | 200 | 150 | 300 | 200 | 400 | 250 | 500
203359253 | HEIL | G96VTN0801716A*D | 80000 | 95% | Yes | 100 | 200 | 150 | 300 | 200 | 400 | 250 | 500
203359254 | HEIL | G96VTN0802120A*D | 80000 | 95% | Yes | 100 | 200 | 150 | 300 | 200 | 400 | 250 | 500
203360680 | HEIL | N95ESN0801716A**D | 80000 | 95% | Yes | 100 | 200 | 150 | 300 | 200 | 400 | 250 | 500
203360681 | HEIL | N95ESN0802120A**D | 80000 | 95% | Yes | 100 | 200 | 150 | 300 | 200 | 400 | 250 | 500
203360407 | HEIL | N95ESN0801716A*D | 80000 | 95% | Yes | 100 | 200 | 150 | 300 | 200 | 400 | 250 | 500
203360409 | HEIL | N95ESN0802120A*D | 80000 | 95% | Yes | 100 | 200 | 150 | 300 | 200 | 400 | 250 | 500
203359381 | HEIL | G96CTN1002122A*D | 100000 | 95% | Yes | 100 | 200 | 150 | 300 | 200 | 400 | 250 | 500
203360813 | HEIL | N95ESN1002120A*D | 100000 | 95% | Yes | 100 | 200 | 150 | 300 | 200 | 400 | 250 | 500
205169222 | HEIL | N95ESN1002122A*D | 100000 | 95% | Yes | 100 | 200 | 150 | 300 | 200 | 400 | 250 | 500
205169231 | HEIL | N95ESN1002122A**D | 100000 | 95% | Yes | 100 | 200 | 150 | 300 | 200 | 400 | 250 | 500
205169268 | HEIL | N95ESU1002122A | 100000 | 95% | Yes | 100 | 200 | 150 | 300 | 200 | 400 | 250 | 500
201712231 | HEIL | G9MAE1002122A*D | 100000 | 95% | Yes | 100 | 200 | 150 | 300 | 200 | 400 | 250 | 500
201712287 | HEIL | G9MVE1002120A*D | 100000 | 95% | Yes | 100 | 200 | 150 | 300 | 200 | 400 | 250 | 500
201712800 | HEIL | G9MXE1002120A**D | 100000 | 95% | Yes | 100 | 200 | 150 | 300 | 200 | 400 | 250 | 500
205169290 | HEIL | G96VTN1002122A*D | 100000 | 95% | Yes | 100 | 200 | 150 | 300 | 200 | 400 | 250 | 500
203359553 | HEIL | G9MBE1002122A*D | 100000 | 95% | Yes | 100 | 200 | 150 | 300 | 200 | 400 | 250 | 500
201712350 | HEIL | G9MXE1002120A*D | 100000 | 95% | Yes | 100 | 200 | 150 | 300 | 200 | 400 | 250 | 500
201712406 | HEIL | G9MXT1002120A*D | 100000 | 95% | Yes | 100 | 200 | 150 | 300 | 200 | 400 | 250 | 500
203359255 | HEIL | G96VTN1002120A*D | 100000 | 95% | Yes | 100 | 200 | 150 | 300 | 200 | 400 | 250 | 500
203924665 | HEIL | G97CMN1002122A*D | 100000 | 95% | Yes | 100 | 200 | 150 | 300 | 200 | 400 | 250 | 500
203360682 | HEIL | N95ESN1002120A**D | 100000 | 95% | Yes | 100 | 200 | 150 | 300 | 200 | 400 | 250 | 500
204835506 | HEIL | N95ESU1002120A | 100000 | 95% | Yes | 100 | 200 | 150 | 300 | 200 | 400 | 250 | 500
203359382 | HEIL | G96CTN1202422A*D | 120000 | 95% | Yes | 100 | 200 | 150 | 300 | 200 | 400 | 250 | 500
201712238 | HEIL | G9MAE1202422A*D | 120000 | 95% | Yes | 100 | 200 | 150 | 300 | 200 | 400 | 250 | 500
201712294 | HEIL | G9MVE1202422A*D | 120000 | 95% | Yes | 100 | 200 | 150 | 300 | 200 | 400 | 250 | 500
201712807 | HEIL | G9MXE1202422A**D | 120000 | 95% | Yes | 100 | 200 | 150 | 300 | 200 | 400 | 250 | 500
203359561 | HEIL | G9MBE1202422A*D | 120000 | 95% | Yes | 100 | 200 | 150 | 300 | 200 | 400 | 250 | 500
201712357 | HEIL | G9MXE1202422A*D | 120000 | 95% | Yes | 100 | 200 | 150 | 300 | 200 | 400 | 250 | 500
201712413 | HEIL | G9MXT1202422A*D | 120000 | 95% | Yes | 100 | 200 | 150 | 300 | 200 | 400 | 250 | 500
203359256 | HEIL | G96VTN1202422A*D | 120000 | 95% | Yes | 100 | 200 | 150 | 300 | 200 | 400 | 250 | 500
203924673 | HEIL | G97CMN1202422A*D | 120000 | 95% | Yes | 100 | 200 | 150 | 300 | 200 | 400 | 250 | 500
203360683 | HEIL | N95ESN1202422A**D | 120000 | 95% | Yes | 100 | 200 | 150 | 300 | 200 | 400 | 250 | 500
203360410 | HEIL | N95ESN1202422A*D | 120000 | 95% | Yes | 100 | 200 | 150 | 300 | 200 | 400 | 250 | 500
203360401 | HEIL | N95ESN1402422A | 140000 | 95% | Yes | 100 | 200 | 150 | 300 | 200 | 400 | 250 | 500
203360412 | HEIL | N95ESN1402422A*D | 140000 | 95% | Yes | 100 | 200 | 150 | 300 | 200 | 400 | 250 | 500
203360389 | HEIL | N95ESN0261410A | 26000 | 96% | Yes | 100 | 200 | 200 | 400 | 200 | 400 | 250 | 500
201710580 | HEIL | G9MXE0261410A | 26000 | 96% | Yes | 100 | 200 | 200 | 400 | 200 | 400 | 250 | 500
203360391 | HEIL | N95ESN0401712A | 40000 | 96% | Yes | 100 | 200 | 200 | 400 | 200 | 400 | 250 | 500
201706929 | HEIL | G9MXE0401712A | 40000 | 96% | Yes | 100 | 200 | 200 | 400 | 200 | 400 | 250 | 500
201705936 | HEIL | G9MVE0401410A | 40000 | 96% | Yes | 100 | 200 | 200 | 400 | 200 | 400 | 250 | 500
201710552 | HEIL | G9MXT0401712A* | 40000 | 96% | Yes | 100 | 200 | 200 | 400 | 200 | 400 | 250 | 500
203924769 | HEIL | N95ESN0401410A | 40000 | 96% | Yes | 100 | 200 | 200 | 400 | 200 | 400 | 250 | 500
201706993 | HEIL | G9MVE0401712A | 40000 | 96% | Yes | 100 | 200 | 200 | 400 | 200 | 400 | 250 | 500
203924770 | HEIL | N95ESN0401410A* | 40000 | 96% | Yes | 100 | 200 | 200 | 400 | 200 | 400 | 250 | 500
203924845 | HEIL | G96VTN0401410A | 40000 | 96% | Yes | 100 | 200 | 200 | 400 | 200 | 400 | 250 | 500
203359245 | HEIL | G96VTN0401712A | 40000 | 96% | Yes | 100 | 200 | 200 | 400 | 200 | 400 | 250 | 500
203360672 | HEIL | N95ESN0401712A* | 40000 | 96% | Yes | 100 | 200 | 200 | 400 | 200 | 400 | 250 | 500
203359443 | HEIL | G9MBE0601714A | 60000 | 97% | Yes | 100 | 200 | 200 | 400 | 200 | 400 | 250 | 500
201705888 | HEIL | G9MAE0601714A | 60000 | 97% | Yes | 100 | 200 | 200 | 400 | 200 | 400 | 250 | 500
203924567 | HEIL | G97CMN0601714A | 60000 | 97% | Yes | 100 | 200 | 200 | 400 | 200 | 400 | 250 | 500
201702045 | HEIL | G9MXT0401410A | 40000 | 96% | Yes | 100 | 200 | 200 | 400 | 200 | 400 | 250 | 500
201712702 | HEIL | G9MXE0401410A** | 40000 | 96% | Yes | 100 | 200 | 200 | 400 | 200 | 400 | 250 | 500
201712744 | HEIL | G9MXE0401712A** | 40000 | 96% | Yes | 100 | 200 | 200 | 400 | 200 | 400 | 250 | 500
201702080 | HEIL | G9MXE0401410A | 40000 | 96% | Yes | 100 | 200 | 200 | 400 | 200 | 400 | 250 | 500
201712217 | HEIL | G9MAE0602120A*D | 61000 | 96.7% | Yes | 100 | 200 | 200 | 400 | 200 | 400 | 250 | 500
203359529 | HEIL | G9MBE0602120A*D | 61000 | 96.7% | Yes | 100 | 200 | 200 | 400 | 200 | 400 | 250 | 500
203924641 | HEIL | G97CMN0602120A*D | 61000 | 96.7% | Yes | 100 | 200 | 200 | 400 | 200 | 400 | 250 | 500
203359451 | HEIL | G9MBE0602120A | 61000 | 98% | Yes | 100 | 200 | 200 | 400 | 200 | 400 | 250 | 500
201705916 | HEIL | G9MAE0602120A | 61000 | 98% | Yes | 100 | 200 | 200 | 400 | 200 | 400 | 250 | 500
203924575 | HEIL | G97CMN0602120A | 61000 | 98% | Yes | 100 | 200 | 200 | 400 | 200 | 400 | 250 | 500
201712723 | HEIL | G9MXE0801716A** | 80000 | 96% | Yes | 100 | 200 | 200 | 400 | 200 | 400 | 250 | 500
201712730 | HEIL | G9MXE0802120A** | 80000 | 96% | Yes | 100 | 200 | 200 | 400 | 200 | 400 | 250 | 500
201702073 | HEIL | G9MXT0801716A | 80000 | 96% | Yes | 100 | 200 | 200 | 400 | 200 | 400 | 250 | 500
201702169 | HEIL | G9MXE0801716A | 80000 | 96% | Yes | 100 | 200 | 200 | 400 | 200 | 400 | 250 | 500
201702502 | HEIL | G9MXE0802120A | 80000 | 96% | Yes | 100 | 200 | 200 | 400 | 200 | 400 | 250 | 500
201702522 | HEIL | G9MXT0802120A | 80000 | 96% | Yes | 100 | 200 | 200 | 400 | 200 | 400 | 250 | 500
201705950 | HEIL | G9MVE0801716A | 80000 | 96% | Yes | 100 | 200 | 200 | 400 | 200 | 400 | 250 | 500
201705964 | HEIL | G9MVE0802120A | 80000 | 96% | Yes | 100 | 200 | 200 | 400 | 200 | 400 | 250 | 500
203359375 | HEIL | G96CTN0802120A | 80000 | 96.7% | Yes | 100 | 200 | 200 | 400 | 200 | 400 | 250 | 500
203359459 | HEIL | G9MBE0801714A | 80000 | 97% | Yes | 100 | 200 | 200 | 400 | 200 | 400 | 250 | 500
203359467 | HEIL | G9MBE0802120A | 80000 | 97% | Yes | 100 | 200 | 200 | 400 | 200 | 400 | 250 | 500
201705895 | HEIL | G9MAE0801714A | 80000 | 97% | Yes | 100 | 200 | 200 | 400 | 200 | 400 | 250 | 500
201705920 | HEIL | G9MAE0802120A | 80000 | 97% | Yes | 100 | 200 | 200 | 400 | 200 | 400 | 250 | 500
203924583 | HEIL | G97CMN0801714A | 80000 | 97% | Yes | 100 | 200 | 200 | 400 | 200 | 400 | 250 | 500
203924591 | HEIL | G97CMN0802120A | 80000 | 97% | Yes | 100 | 200 | 200 | 400 | 200 | 400 | 250 | 500
203359247 | HEIL | G96VTN0801716A | 80000 | 96% | Yes | 100 | 200 | 200 | 400 | 200 | 400 | 250 | 500
203359248 | HEIL | G96VTN0802120A | 80000 | 96% | Yes | 100 | 200 | 200 | 400 | 200 | 400 | 250 | 500
203360674 | HEIL | N95ESN0801716A* | 80000 | 96% | Yes | 100 | 200 | 200 | 400 | 200 | 400 | 250 | 500
203360675 | HEIL | N95ESN0802120A* | 80000 | 96% | Yes | 100 | 200 | 200 | 400 | 200 | 400 | 250 | 500
203360395 | HEIL | N95ESN0801716A | 80000 | 96% | Yes | 100 | 200 | 200 | 400 | 200 | 400 | 250 | 500
203360396 | HEIL | N95ESN0802120A | 80000 | 96% | Yes | 100 | 200 | 200 | 400 | 200 | 400 | 250 | 500
203359374 | HEIL | G96CTN0801714A | 80000 | 96.2% | Yes | 100 | 200 | 200 | 400 | 200 | 400 | 250 | 500
203359475 | HEIL | G9MBE1002122A | 100000 | 97% | Yes | 100 | 200 | 200 | 400 | 200 | 400 | 250 | 500
201705929 | HEIL | G9MAE1002122A | 100000 | 97% | Yes | 100 | 200 | 200 | 400 | 200 | 400 | 250 | 500
203924599 | HEIL | G97CMN1002122A | 100000 | 97% | Yes | 100 | 200 | 200 | 400 | 200 | 400 | 250 | 500
201712737 | HEIL | G9MXE1002120A** | 100000 | 96% | Yes | 100 | 200 | 200 | 400 | 200 | 400 | 250 | 500
205169244 | HEIL | N95ESN1002122A* | 100000 | 96% | Yes | 100 | 200 | 200 | 400 | 200 | 400 | 250 | 500
205169253 | HEIL | N95ESN1002122A | 100000 | 96% | Yes | 100 | 200 | 200 | 400 | 200 | 400 | 250 | 500
205169289 | HEIL | G96VTN1002122A | 100000 | 96% | Yes | 100 | 200 | 200 | 400 | 200 | 400 | 250 | 500
201702509 | HEIL | G9MXE1002120A | 100000 | 96% | Yes | 100 | 200 | 200 | 400 | 200 | 400 | 250 | 500
201702529 | HEIL | G9MXT1002120A | 100000 | 96% | Yes | 100 | 200 | 200 | 400 | 200 | 400 | 250 | 500
201705970 | HEIL | G9MVE1002120A | 100000 | 96% | Yes | 100 | 200 | 200 | 400 | 200 | 400 | 250 | 500
203359249 | HEIL | G96VTN1002120A | 100000 | 96% | Yes | 100 | 200 | 200 | 400 | 200 | 400 | 250 | 500
203360676 | HEIL | N95ESN1002120A* | 100000 | 96% | Yes | 100 | 200 | 200 | 400 | 200 | 400 | 250 | 500
203360398 | HEIL | N95ESN1002120A | 100000 | 96% | Yes | 100 | 200 | 200 | 400 | 200 | 400 | 250 | 500
203359376 | HEIL | G96CTN1002122A | 100000 | 96.1% | Yes | 100 | 200 | 200 | 400 | 200 | 400 | 250 | 500
201712751 | HEIL | G9MXE0601412A** | 60000 | 95.5% | Yes | 100 | 200 | 200 | 400 | 200 | 400 | 250 | 500
201706936 | HEIL | G9MXE0601412A | 60000 | 95.5% | Yes | 100 | 200 | 200 | 400 | 200 | 400 | 250 | 500
201712709 | HEIL | G9MXE0601714A** | 60000 | 96% | Yes | 100 | 200 | 200 | 400 | 200 | 400 | 250 | 500
201702052 | HEIL | G9MXT0601714A | 60000 | 96% | Yes | 100 | 200 | 200 | 400 | 200 | 400 | 250 | 500
201702087 | HEIL | G9MXE0601714A | 60000 | 96% | Yes | 100 | 200 | 200 | 400 | 200 | 400 | 250 | 500
201705943 | HEIL | G9MVE0601714A | 60000 | 96% | Yes | 100 | 200 | 200 | 400 | 200 | 400 | 250 | 500
203359246 | HEIL | G96VTN0601714A | 60000 | 96% | Yes | 100 | 200 | 200 | 400 | 200 | 400 | 250 | 500
203360673 | HEIL | N95ESN0601714A* | 60000 | 96% | Yes | 100 | 200 | 200 | 400 | 200 | 400 | 250 | 500
203360393 | HEIL | N95ESN0601714A | 60000 | 96% | Yes | 100 | 200 | 200 | 400 | 200 | 400 | 250 | 500
203359373 | HEIL | G96CTN0601714A | 60000 | 96.3% | Yes | 100 | 200 | 200 | 400 | 200 | 400 | 250 | 500
203359377 | HEIL | G96CTN1202422A | 120000 | 96.5% | Yes | 100 | 200 | 200 | 400 | 200 | 400 | 250 | 500
203359483 | HEIL | G9MBE1202422A | 120000 | 97% | Yes | 100 | 200 | 200 | 400 | 200 | 400 | 250 | 500
201705909 | HEIL | G9MAE1202422A | 120000 | 97% | Yes | 100 | 200 | 200 | 400 | 200 | 400 | 250 | 500
203924607 | HEIL | G97CMN1202422A | 120000 | 97% | Yes | 100 | 200 | 200 | 400 | 200 | 400 | 250 | 500
201712716 | HEIL | G9MXE1202422A** | 120000 | 96% | Yes | 100 | 200 | 200 | 400 | 200 | 400 | 250 | 500
201702066 | HEIL | G9MXT1202422A | 120000 | 96% | Yes | 100 | 200 | 200 | 400 | 200 | 400 | 250 | 500
201702101 | HEIL | G9MXE1202422A | 120000 | 96% | Yes | 100 | 200 | 200 | 400 | 200 | 400 | 250 | 500
201705957 | HEIL | G9MVE1202422A | 120000 | 96% | Yes | 100 | 200 | 200 | 400 | 200 | 400 | 250 | 500
203359250 | HEIL | G96VTN1202422A | 120000 | 96% | Yes | 100 | 200 | 200 | 400 | 200 | 400 | 250 | 500
203360677 | HEIL | N95ESN1202422A* | 120000 | 96% | Yes | 100 | 200 | 200 | 400 | 200 | 400 | 250 | 500
203360399 | HEIL | N95ESN1202422A | 120000 | 96% | Yes | 100 | 200 | 200 | 400 | 200 | 400 | 250 | 500
212595202 | HEIL | N96VSN0801716B | 80000 | 97% | Yes | 100 | 200 | 200 | 400 | 200 | 400 | 250 | 500
212595211 | HEIL | N96VSN0801716B*D | 80000 | 95% | Yes | 100 | 200 | 150 | 300 | 200 | 400 | 250 | 500
212595220 | HEIL | N96VSN0802120B | 80000 | 97% | Yes | 100 | 200 | 200 | 400 | 200 | 400 | 250 | 500
212595229 | HEIL | N96VSN0802120B*D | 80000 | 95% | Yes | 100 | 200 | 150 | 300 | 200 | 400 | 250 | 500
211778964 | HEIL | N92MSN1002120A* | 100000 | 92.1% | Yes | 100 | 200 | 100 | 200 | 200 | 400 | 250 | 500
211778973 | HEIL | N92MSN1002122A | 100000 | 92.1% | Yes | 100 | 200 | 100 | 200 | 200 | 400 | 250 | 500
211778982 | HEIL | N92MSN1002122A* | 100000 | 92.1% | Yes | 100 | 200 | 100 | 200 | 200 | 400 | 250 | 500
211778991 | HEIL | N92MSN1202420A | 120000 | 92.1% | Yes | 100 | 200 | 100 | 200 | 200 | 400 | 250 | 500
211778874 | HEIL | N92MSN0401712A* | 40000 | 92.1% | Yes | 100 | 200 | 100 | 200 | 200 | 400 | 250 | 500
211778883 | HEIL | N92MSN0601412A | 60000 | 92.1% | Yes | 100 | 200 | 100 | 200 | 200 | 400 | 250 | 500
211778892 | HEIL | N92MSN0601412A* | 60000 | 92.1% | Yes | 100 | 200 | 100 | 200 | 200 | 400 | 250 | 500
211778901 | HEIL | N92MSN0601714A | 60000 | 92.1% | Yes | 100 | 200 | 100 | 200 | 200 | 400 | 250 | 500
205822226 | HEIL | N96VSN1002120A | 100000 | 96% | Yes | 100 | 200 | 200 | 400 | 200 | 400 | 250 | 500
205822237 | HEIL | N96VSN1002120A*D | 100000 | 95% | Yes | 100 | 200 | 150 | 300 | 200 | 400 | 250 | 500
205822248 | HEIL | N96VSN1202422A | 120000 | 96% | Yes | 100 | 200 | 200 | 400 | 200 | 400 | 250 | 500
205822259 | HEIL | N96VSN1202422A*D | 120000 | 95% | Yes | 100 | 200 | 150 | 300 | 200 | 400 | 250 | 500
212595277 | HEIL | G96VTN1002120B | 100000 | 96.1% | Yes | 100 | 200 | 200 | 400 | 200 | 400 | 250 | 500
212595284 | HEIL | G96VTN1002120B*D | 100000 | 95% | Yes | 100 | 200 | 150 | 300 | 200 | 400 | 250 | 500
211778919 | HEIL | N92MSN0801716A | 80000 | 92.1% | Yes | 100 | 200 | 100 | 200 | 200 | 400 | 250 | 500
211778928 | HEIL | N92MSN0801716A* | 80000 | 92.1% | Yes | 100 | 200 | 100 | 200 | 200 | 400 | 250 | 500
211778937 | HEIL | N92MSN0802120A | 80000 | 92.1% | Yes | 100 | 200 | 100 | 200 | 200 | 400 | 250 | 500
211778946 | HEIL | N92MSN0802120A* | 80000 | 92.1% | Yes | 100 | 200 | 100 | 200 | 200 | 400 | 250 | 500
211779173 | HEIL | N96MSN0401410A | 40000 | 96% | Yes | 100 | 200 | 200 | 400 | 200 | 400 | 250 | 500
211779182 | HEIL | N96MSN0401410A* | 40000 | 96% | Yes | 100 | 200 | 200 | 400 | 200 | 400 | 250 | 500
211779191 | HEIL | N96MSN0401410A**D | 40000 | 95% | Yes | 100 | 200 | 150 | 300 | 200 | 400 | 250 | 500
211779200 | HEIL | N96MSN0401410A*D | 40000 | 95% | Yes | 100 | 200 | 150 | 300 | 200 | 400 | 250 | 500
211779209 | HEIL | N96MSN0401712A | 40000 | 96.7% | Yes | 100 | 200 | 200 | 400 | 200 | 400 | 250 | 500
212594951 | HEIL | G96VTN0401410B | 40000 | 96% | Yes | 100 | 200 | 200 | 400 | 200 | 400 | 250 | 500
212594958 | HEIL | G96VTN0401410B*D | 40000 | 95% | Yes | 100 | 200 | 150 | 300 | 200 | 400 | 250 | 500
212594965 | HEIL | G96VTN0401712B | 40000 | 96% | Yes | 100 | 200 | 200 | 400 | 200 | 400 | 250 | 500
212594972 | HEIL | G96VTN0401712B*D | 40000 | 95% | Yes | 100 | 200 | 150 | 300 | 200 | 400 | 250 | 500
212595110 | HEIL | N96VSN0601716B | 60000 | 97% | Yes | 100 | 200 | 200 | 400 | 200 | 400 | 250 | 500
212595119 | HEIL | N96VSN0601716B*D | 60000 | 95% | Yes | 100 | 200 | 150 | 300 | 200 | 400 | 250 | 500
205822094 | HEIL | N96VSN0401410A | 40000 | 96% | Yes | 100 | 200 | 200 | 400 | 200 | 400 | 250 | 500
205822105 | HEIL | N96VSN0401410A*D | 40000 | 95% | Yes | 100 | 200 | 150 | 300 | 200 | 400 | 250 | 500
205822116 | HEIL | N96VSN0401712A | 40000 | 96% | Yes | 100 | 200 | 200 | 400 | 200 | 400 | 250 | 500
205822127 | HEIL | N96VSN0401712A*D | 40000 | 95% | Yes | 100 | 200 | 150 | 300 | 200 | 400 | 250 | 500
211778955 | HEIL | N92MSN1002120A | 100000 | 92.1% | Yes | 100 | 200 | 100 | 200 | 200 | 400 | 250 | 500
211781272 | HEIL | N95MSU0401712A | 40000 | 95% | Yes | 100 | 200 | 150 | 300 | 200 | 400 | 250 | 500
206237488 | HEIL | G95CSU0601716A | 60000 | 95% | Yes | 100 | 200 | 150 | 300 | 200 | 400 | 250 | 500
206237509 | HEIL | G95CSU0802120A | 80000 | 95% | Yes | 100 | 200 | 150 | 300 | 200 | 400 | 250 | 500
211781284 | HEIL | N95MSU0601716A | 60000 | 95% | Yes | 100 | 200 | 150 | 300 | 200 | 400 | 250 | 500
211781294 | HEIL | N95MSU0802120A | 80000 | 95% | Yes | 100 | 200 | 150 | 300 | 200 | 400 | 250 | 500
211781305 | HEIL | N95MSU1002120A | 100000 | 95% | Yes | 100 | 200 | 150 | 300 | 200 | 400 | 250 | 500
211781315 | HEIL | N95MSU1002122A | 100000 | 95% | Yes | 100 | 200 | 150 | 300 | 200 | 400 | 250 | 500
213683541 | HEIL | G96CTN1002122B*D | 100000 | 95% | Yes | 100 | 200 | 150 | 300 | 200 | 400 | 250 | 500
213683548 | HEIL | G96CTN1202422B | 120000 | 96.5% | Yes | 100 | 200 | 200 | 400 | 200 | 400 | 250 | 500
213683555 | HEIL | G96CTN1202422B*D | 120000 | 95% | Yes | 100 | 200 | 150 | 300 | 200 | 400 | 250 | 500
213683562 | HEIL | G97CMN0601714B | 60000 | 97% | Yes | 100 | 200 | 200 | 400 | 200 | 400 | 250 | 500
213683570 | HEIL | G97CMN0601714B*D | 60000 | 95% | Yes | 100 | 200 | 150 | 300 | 200 | 400 | 250 | 500
213683578 | HEIL | G97CMN0602120B | 61000 | 98% | Yes | 100 | 200 | 200 | 400 | 200 | 400 | 250 | 500
212595068 | HEIL | G96VTN0601412B*D | 60000 | 95% | Yes | 100 | 200 | 150 | 300 | 200 | 400 | 250 | 500
212595075 | HEIL | G96VTN0601716B | 60000 | 96.3% | Yes | 100 | 200 | 200 | 400 | 200 | 400 | 250 | 500
212595082 | HEIL | G96VTN0601716B*D | 60000 | 95% | Yes | 100 | 200 | 150 | 300 | 200 | 400 | 250 | 500
212595092 | HEIL | N96VSN0601412B | 60000 | 95% | Yes | 100 | 200 | 150 | 300 | 200 | 400 | 250 | 500
212595101 | HEIL | N96VSN0601412B*D | 60000 | 95% | Yes | 100 | 200 | 150 | 300 | 200 | 400 | 250 | 500
213683471 | HEIL | G95CSU0601716B | 60000 | 95% | Yes | 100 | 200 | 150 | 300 | 200 | 400 | 250 | 500
213683478 | HEIL | G95CSU0802120B | 80000 | 95% | Yes | 100 | 200 | 150 | 300 | 200 | 400 | 250 | 500
213683485 | HEIL | G95CSU1002122B | 100000 | 95% | Yes | 100 | 200 | 150 | 300 | 200 | 400 | 250 | 500
206349955 | HEIL | G95CSU1002122A | 100000 | 95% | Yes | 100 | 200 | 150 | 300 | 200 | 400 | 250 | 500
211778847 | HEIL | N92MSN0401412A | 40000 | 92.1% | Yes | 100 | 200 | 100 | 200 | 200 | 400 | 250 | 500
211778856 | HEIL | N92MSN0401412A* | 40000 | 92.1% | Yes | 100 | 200 | 100 | 200 | 200 | 400 | 250 | 500
211778865 | HEIL | N92MSN0401712A | 40000 | 92.1% | Yes | 100 | 200 | 100 | 200 | 200 | 400 | 250 | 500
213683492 | HEIL | G96CTN0601714B | 60000 | 96.3% | Yes | 100 | 200 | 200 | 400 | 200 | 400 | 250 | 500
213683499 | HEIL | G96CTN0601714B*D | 60000 | 95% | Yes | 100 | 200 | 150 | 300 | 200 | 400 | 250 | 500
213683506 | HEIL | G96CTN0801714B | 80000 | 96.2% | Yes | 100 | 200 | 200 | 400 | 200 | 400 | 250 | 500
213683513 | HEIL | G96CTN0801714B*D | 80000 | 95% | Yes | 100 | 200 | 150 | 300 | 200 | 400 | 250 | 500
213683520 | HEIL | G96CTN0802120B | 80000 | 96.7% | Yes | 100 | 200 | 200 | 400 | 200 | 400 | 250 | 500
213683527 | HEIL | G96CTN0802120B*D | 80000 | 95% | Yes | 100 | 200 | 150 | 300 | 200 | 400 | 250 | 500
213683534 | HEIL | G96CTN1002122B | 100000 | 96.1% | Yes | 100 | 200 | 200 | 400 | 200 | 400 | 250 | 500
211779155 | HEIL | N96MSN0261410A | 26000 | 96% | Yes | 100 | 200 | 200 | 400 | 200 | 400 | 250 | 500
211779164 | HEIL | N96MSN0261410A*D | 26000 | 95% | Yes | 100 | 200 | 150 | 300 | 200 | 400 | 250 | 500
213683158 | HEIL | G96CTN0401410B | 40000 | 96% | Yes | 100 | 200 | 200 | 400 | 200 | 400 | 250 | 500
213683165 | HEIL | G96CTN0401410B*D | 40000 | 95% | Yes | 100 | 200 | 150 | 300 | 200 | 400 | 250 | 500
211779398 | HEIL | N96MSN1002120A*D | 100000 | 95% | Yes | 100 | 200 | 150 | 300 | 200 | 400 | 250 | 500
211779407 | HEIL | N96MSN1002122A | 100000 | 96.3% | Yes | 100 | 200 | 200 | 400 | 200 | 400 | 250 | 500
211779416 | HEIL | N96MSN1002122A* | 100000 | 96.3% | Yes | 100 | 200 | 200 | 400 | 200 | 400 | 250 | 500
211779425 | HEIL | N96MSN1002122A**D | 100000 | 95% | Yes | 100 | 200 | 150 | 300 | 200 | 400 | 250 | 500
211779434 | HEIL | N96MSN1002122A*D | 100000 | 95% | Yes | 100 | 200 | 150 | 300 | 200 | 400 | 250 | 500
211779218 | HEIL | N96MSN0401712A* | 40000 | 96.7% | Yes | 100 | 200 | 200 | 400 | 200 | 400 | 250 | 500
211779227 | HEIL | N96MSN0401712A**D | 40000 | 95% | Yes | 100 | 200 | 150 | 300 | 200 | 400 | 250 | 500
211779236 | HEIL | N96MSN0401712A*D | 40000 | 95% | Yes | 100 | 200 | 150 | 300 | 200 | 400 | 250 | 500
211779245 | HEIL | N96MSN0601412A | 60000 | 95% | Yes | 100 | 200 | 150 | 300 | 200 | 400 | 250 | 500
211779254 | HEIL | N96MSN0601412A* | 60000 | 95% | Yes | 100 | 200 | 150 | 300 | 200 | 400 | 250 | 500
213683626 | HEIL | G97CMN1202422B | 120000 | 97% | Yes | 100 | 200 | 200 | 400 | 200 | 400 | 250 | 500
213683634 | HEIL | G97CMN1202422B*D | 120000 | 95% | Yes | 100 | 200 | 150 | 300 | 200 | 400 | 250 | 500
213683652 | HEIL | G97CMN0802120B | 80000 | 97% | Yes | 100 | 200 | 200 | 400 | 200 | 400 | 250 | 500
213683660 | HEIL | G97CMN0802120B*D | 80000 | 95% | Yes | 100 | 200 | 150 | 300 | 200 | 400 | 250 | 500
205645642 | HEIL | N95ESU0401712A | 40000 | 95% | Yes | 100 | 200 | 150 | 300 | 200 | 400 | 250 | 500
212594982 | HEIL | N96VSN0401410B | 40000 | 96% | Yes | 100 | 200 | 200 | 400 | 200 | 400 | 250 | 500
212594991 | HEIL | N96VSN0401410B*D | 40000 | 95% | Yes | 100 | 200 | 150 | 300 | 200 | 400 | 250 | 500
212595000 | HEIL | N96VSN0401712B | 40000 | 96.7% | Yes | 100 | 200 | 200 | 400 | 200 | 400 | 250 | 500
212595009 | HEIL | N96VSN0401712B*D | 40000 | 95% | Yes | 100 | 200 | 150 | 300 | 200 | 400 | 250 | 500
211779443 | HEIL | N96MSN1202422A | 120000 | 96.1% | Yes | 100 | 200 | 200 | 400 | 200 | 400 | 250 | 500
211779452 | HEIL | N96MSN1202422A* | 120000 | 96.1% | Yes | 100 | 200 | 200 | 400 | 200 | 400 | 250 | 500
211779461 | HEIL | N96MSN1202422A**D | 120000 | 95% | Yes | 100 | 200 | 150 | 300 | 200 | 400 | 250 | 500
211779470 | HEIL | N96MSN1202422A*D | 120000 | 95% | Yes | 100 | 200 | 150 | 300 | 200 | 400 | 250 | 500
211779479 | HEIL | N96MSN1402422A | 140000 | 95% | Yes | 100 | 200 | 150 | 300 | 200 | 400 | 250 | 500
211779263 | HEIL | N96MSN0601412A**D | 60000 | 95% | Yes | 100 | 200 | 150 | 300 | 200 | 400 | 250 | 500
211779272 | HEIL | N96MSN0601412A*D | 60000 | 95% | Yes | 100 | 200 | 150 | 300 | 200 | 400 | 250 | 500
211779281 | HEIL | N96MSN0601716A | 60000 | 97% | Yes | 100 | 200 | 200 | 400 | 200 | 400 | 250 | 500
211779290 | HEIL | N96MSN0601716A* | 60000 | 97% | Yes | 100 | 200 | 200 | 400 | 200 | 400 | 250 | 500
211779299 | HEIL | N96MSN0601716A**D | 60000 | 95% | Yes | 100 | 200 | 150 | 300 | 200 | 400 | 250 | 500
212595061 | HEIL | G96VTN0601412B | 60000 | 95% | Yes | 100 | 200 | 150 | 300 | 200 | 400 | 250 | 500
205822138 | HEIL | N96VSN0601412A | 60000 | 95% | Yes | 100 | 200 | 150 | 300 | 200 | 400 | 250 | 500
205822149 | HEIL | N96VSN0601412A*D | 60000 | 95% | Yes | 100 | 200 | 150 | 300 | 200 | 400 | 250 | 500
205822160 | HEIL | N96VSN0601714A | 60000 | 96% | Yes | 100 | 200 | 200 | 400 | 200 | 400 | 250 | 500
205822171 | HEIL | N96VSN0601714A*D | 60000 | 95% | Yes | 100 | 200 | 150 | 300 | 200 | 400 | 250 | 500
212595291 | HEIL | G96VTN1002122B | 100000 | 96.2% | Yes | 100 | 200 | 200 | 400 | 200 | 400 | 250 | 500
212595298 | HEIL | G96VTN1002122B*D | 100000 | 95% | Yes | 100 | 200 | 150 | 300 | 200 | 400 | 250 | 500
212595308 | HEIL | N96VSN1002120B | 100000 | 96.3% | Yes | 100 | 200 | 200 | 400 | 200 | 400 | 250 | 500
212595317 | HEIL | N96VSN1002120B*D | 100000 | 95% | Yes | 100 | 200 | 150 | 300 | 200 | 400 | 250 | 500
212595171 | HEIL | G96VTN0801716B | 80000 | 96.2% | Yes | 100 | 200 | 200 | 400 | 200 | 400 | 250 | 500
212595178 | HEIL | G96VTN0801716B*D | 80000 | 95% | Yes | 100 | 200 | 150 | 300 | 200 | 400 | 250 | 500
212595185 | HEIL | G96VTN0802120B | 80000 | 96.7% | Yes | 100 | 200 | 200 | 400 | 200 | 400 | 250 | 500
212595192 | HEIL | G96VTN0802120B*D | 80000 | 95% | Yes | 100 | 200 | 150 | 300 | 200 | 400 | 250 | 500
211779000 | HEIL | N92MSN1202420A* | 120000 | 92.1% | Yes | 100 | 200 | 100 | 200 | 200 | 400 | 250 | 500
213683586 | HEIL | G97CMN0602120B*D | 61000 | 96.7% | Yes | 100 | 200 | 200 | 400 | 200 | 400 | 250 | 500
213683594 | HEIL | G97CMN0801714B | 80000 | 97% | Yes | 100 | 200 | 200 | 400 | 200 | 400 | 250 | 500
213683602 | HEIL | G97CMN0801714B*D | 80000 | 95% | Yes | 100 | 200 | 150 | 300 | 200 | 400 | 250 | 500
213683610 | HEIL | G97CMN1002122B | 100000 | 97% | Yes | 100 | 200 | 200 | 400 | 200 | 400 | 250 | 500
213683618 | HEIL | G97CMN1002122B*D | 100000 | 95% | Yes | 100 | 200 | 150 | 300 | 200 | 400 | 250 | 500
211780731 | HEIL | N96MSN0801716A | 80000 | 97% | Yes | 100 | 200 | 200 | 400 | 200 | 400 | 250 | 500
211780740 | HEIL | N96MSN0801716A* | 80000 | 97% | Yes | 100 | 200 | 200 | 400 | 200 | 400 | 250 | 500
205822182 | HEIL | N96VSN0801716A | 80000 | 96% | Yes | 100 | 200 | 200 | 400 | 200 | 400 | 250 | 500
205822193 | HEIL | N96VSN0801716A*D | 80000 | 95% | Yes | 100 | 200 | 150 | 300 | 200 | 400 | 250 | 500
205822204 | HEIL | N96VSN0802120A | 80000 | 96% | Yes | 100 | 200 | 200 | 400 | 200 | 400 | 250 | 500
205822215 | HEIL | N96VSN0802120A*D | 80000 | 95% | Yes | 100 | 200 | 150 | 300 | 200 | 400 | 250 | 500
212595351 | HEIL | G96VTN1202422B | 120000 | 96.7% | Yes | 100 | 200 | 200 | 400 | 200 | 400 | 250 | 500
212595358 | HEIL | G96VTN1202422B*D | 120000 | 95% | Yes | 100 | 200 | 150 | 300 | 200 | 400 | 250 | 500
212595368 | HEIL | N96VSN1202422B | 120000 | 96.1% | Yes | 100 | 200 | 200 | 400 | 200 | 400 | 250 | 500
212595377 | HEIL | N96VSN1202422B*D | 120000 | 95% | Yes | 100 | 200 | 150 | 300 | 200 | 400 | 250 | 500
211779488 | HEIL | N96MSN1402422A*D | 140000 | 95% | Yes | 100 | 200 | 150 | 300 | 200 | 400 | 250 | 500
211779353 | HEIL | N96MSN0802120A**D | 80000 | 95% | Yes | 100 | 200 | 150 | 300 | 200 | 400 | 250 | 500
211779362 | HEIL | N96MSN0802120A*D | 80000 | 95% | Yes | 100 | 200 | 150 | 300 | 200 | 400 | 250 | 500
211779371 | HEIL | N96MSN1002120A | 100000 | 96.3% | Yes | 100 | 200 | 200 | 400 | 200 | 400 | 250 | 500
211779380 | HEIL | N96MSN1002120A* | 100000 | 96.3% | Yes | 100 | 200 | 200 | 400 | 200 | 400 | 250 | 500
211779389 | HEIL | N96MSN1002120A**D | 100000 | 95% | Yes | 100 | 200 | 150 | 300 | 200 | 400 | 250 | 500
211778910 | HEIL | N92MSN0601714A* | 60000 | 92.1% | Yes | 100 | 200 | 100 | 200 | 200 | 400 | 250 | 500
211779308 | HEIL | N96MSN0601716A*D | 60000 | 95% | Yes | 100 | 200 | 150 | 300 | 200 | 400 | 250 | 500
211779317 | HEIL | N96MSN0801716A**D | 80000 | 95% | Yes | 100 | 200 | 150 | 300 | 200 | 400 | 250 | 500
211779326 | HEIL | N96MSN0801716A*D | 80000 | 95% | Yes | 100 | 200 | 150 | 300 | 200 | 400 | 250 | 500
211779335 | HEIL | N96MSN0802120A | 80000 | 97% | Yes | 100 | 200 | 200 | 400 | 200 | 400 | 250 | 500
211779344 | HEIL | N96MSN0802120A* | 80000 | 97% | Yes | 100 | 200 | 200 | 400 | 200 | 400 | 250 | 500
201707512 | ICP COMMERCIAL | N9MSB0401712C | 40000 | 92.1% | No | 100 | 200 | 0 | 0 | 100 | 200 | 250 | 500
201712826 | ICP COMMERCIAL | N9MSB0401410C** | 40000 | 92.1% | No | 100 | 200 | 0 | 0 | 100 | 200 | 250 | 500
201712836 | ICP COMMERCIAL | N9MSB0401712C** | 40000 | 92.1% | No | 100 | 200 | 0 | 0 | 100 | 200 | 250 | 500
201712093 | ICP COMMERCIAL | N9MSE0261408A*D | 26000 | 95% | No | 100 | 200 | 0 | 0 | 100 | 200 | 250 | 500
201710570 | ICP COMMERCIAL | N9MSE0261408A | 26000 | 96% | No | 100 | 200 | 0 | 0 | 100 | 200 | 250 | 500
201707532 | ICP COMMERCIAL | N9MSB0601716C | 60000 | 92.1% | No | 100 | 200 | 0 | 0 | 100 | 200 | 250 | 500
201712846 | ICP COMMERCIAL | N9MSB0601412C** | 60000 | 92.1% | No | 100 | 200 | 0 | 0 | 100 | 200 | 250 | 500
201712856 | ICP COMMERCIAL | N9MSB0601716C** | 60000 | 92.1% | No | 100 | 200 | 0 | 0 | 100 | 200 | 250 | 500
201712143 | ICP COMMERCIAL | N9MSE0801716A*D | 80000 | 95% | No | 100 | 200 | 0 | 0 | 100 | 200 | 250 | 500
201712153 | ICP COMMERCIAL | N9MSE0802120A*D | 80000 | 95% | No | 100 | 200 | 0 | 0 | 100 | 200 | 250 | 500
201712606 | ICP COMMERCIAL | N9MSE0801716A**D | 80000 | 95% | No | 100 | 200 | 0 | 0 | 100 | 200 | 250 | 500
201712616 | ICP COMMERCIAL | N9MSE0802120A**D | 80000 | 95% | No | 100 | 200 | 0 | 0 | 100 | 200 | 250 | 500
201712103 | ICP COMMERCIAL | N9MSE0401410A*D | 40000 | 95% | No | 100 | 200 | 0 | 0 | 100 | 200 | 250 | 500
201712113 | ICP COMMERCIAL | N9MSE0401712A*D | 40000 | 95% | No | 100 | 200 | 0 | 0 | 100 | 200 | 250 | 500
201712566 | ICP COMMERCIAL | N9MSE0401410A**D | 40000 | 95% | No | 100 | 200 | 0 | 0 | 100 | 200 | 250 | 500
201712576 | ICP COMMERCIAL | N9MSE0401712A**D | 40000 | 95% | No | 100 | 200 | 0 | 0 | 100 | 200 | 250 | 500
201707502 | ICP COMMERCIAL | N9MSB0401410C | 40000 | 92.1% | No | 100 | 200 | 0 | 0 | 100 | 200 | 250 | 500
201707552 | ICP COMMERCIAL | N9MSB0802120C | 80000 | 92.1% | No | 100 | 200 | 0 | 0 | 100 | 200 | 250 | 500
201712816 | ICP COMMERCIAL | N9MSB0801716B** | 80000 | 92.1% | No | 100 | 200 | 0 | 0 | 100 | 200 | 250 | 500
201712866 | ICP COMMERCIAL | N9MSB0802120C** | 80000 | 92.1% | No | 100 | 200 | 0 | 0 | 100 | 200 | 250 | 500
201706019 | ICP COMMERCIAL | N9MSB0801716B | 80000 | 92.1% | No | 100 | 200 | 0 | 0 | 100 | 200 | 250 | 500
201707562 | ICP COMMERCIAL | N9MSB1002116C | 100000 | 92.1% | No | 100 | 200 | 0 | 0 | 100 | 200 | 250 | 500
201707572 | ICP COMMERCIAL | N9MSB1002120C | 100000 | 92.1% | No | 100 | 200 | 0 | 0 | 100 | 200 | 250 | 500
201707522 | ICP COMMERCIAL | N9MSB0601412C | 60000 | 92.1% | No | 100 | 200 | 0 | 0 | 100 | 200 | 250 | 500
201707582 | ICP COMMERCIAL | N9MSB1202420C | 120000 | 92.1% | No | 100 | 200 | 0 | 0 | 100 | 200 | 250 | 500
201712896 | ICP COMMERCIAL | N9MSB1202420C** | 120000 | 92.1% | No | 100 | 200 | 0 | 0 | 100 | 200 | 250 | 500
201712596 | ICP COMMERCIAL | N9MSE0601714A**D | 60000 | 95% | No | 100 | 200 | 0 | 0 | 100 | 200 | 250 | 500
201702474 | ICP COMMERCIAL | N9MSE1402420A | 140000 | 96% | No | 100 | 200 | 0 | 0 | 100 | 200 | 250 | 500
201702394 | ICP COMMERCIAL | N9MSE0401410A | 40000 | 96% | No | 100 | 200 | 0 | 0 | 100 | 200 | 250 | 500
201712486 | ICP COMMERCIAL | N9MSE0401410A** | 40000 | 96% | No | 100 | 200 | 0 | 0 | 100 | 200 | 250 | 500
201706189 | ICP COMMERCIAL | N9MSE0401712A | 40000 | 96% | No | 100 | 200 | 0 | 0 | 100 | 200 | 250 | 500
201712556 | ICP COMMERCIAL | N9MSE0401712A** | 40000 | 96% | No | 100 | 200 | 0 | 0 | 100 | 200 | 250 | 500
201702424 | ICP COMMERCIAL | N9MSE0801716A | 80000 | 96% | No | 100 | 200 | 0 | 0 | 100 | 200 | 250 | 500
201702434 | ICP COMMERCIAL | N9MSE0802120A | 80000 | 96% | No | 100 | 200 | 0 | 0 | 100 | 200 | 250 | 500
201712516 | ICP COMMERCIAL | N9MSE0801716A** | 80000 | 96% | No | 100 | 200 | 0 | 0 | 100 | 200 | 250 | 500
201706562 | ICP COMMERCIAL | N9MSE0802120A* | 80000 | 96% | No | 100 | 200 | 0 | 0 | 100 | 200 | 250 | 500
201712876 | ICP COMMERCIAL | N9MSB1002116C** | 100000 | 92.1% | No | 100 | 200 | 0 | 0 | 100 | 200 | 250 | 500
201712886 | ICP COMMERCIAL | N9MSB1002120C** | 100000 | 92.1% | No | 100 | 200 | 0 | 0 | 100 | 200 | 250 | 500
201712163 | ICP COMMERCIAL | N9MSE1002114A*D | 100000 | 95% | No | 100 | 200 | 0 | 0 | 100 | 200 | 250 | 500
201712173 | ICP COMMERCIAL | N9MSE1002120A*D | 100000 | 95% | No | 100 | 200 | 0 | 0 | 100 | 200 | 250 | 500
201712626 | ICP COMMERCIAL | N9MSE1002114A**D | 100000 | 95% | No | 100 | 200 | 0 | 0 | 100 | 200 | 250 | 500
201712636 | ICP COMMERCIAL | N9MSE1002120A**D | 100000 | 95% | No | 100 | 200 | 0 | 0 | 100 | 200 | 250 | 500
201702444 | ICP COMMERCIAL | N9MSE1002114A | 100000 | 96% | No | 100 | 200 | 0 | 0 | 100 | 200 | 250 | 500
201702454 | ICP COMMERCIAL | N9MSE1002120A | 100000 | 96% | No | 100 | 200 | 0 | 0 | 100 | 200 | 250 | 500
201712526 | ICP COMMERCIAL | N9MSE1002114A** | 100000 | 96% | No | 100 | 200 | 0 | 0 | 100 | 200 | 250 | 500
201712536 | ICP COMMERCIAL | N9MSE1002120A** | 100000 | 96% | No | 100 | 200 | 0 | 0 | 100 | 200 | 250 | 500
201712123 | ICP COMMERCIAL | N9MSE0601410A*D | 60000 | 95% | No | 100 | 200 | 0 | 0 | 100 | 200 | 250 | 500
201712133 | ICP COMMERCIAL | N9MSE0601714A*D | 60000 | 95% | No | 100 | 200 | 0 | 0 | 100 | 200 | 250 | 500
201712586 | ICP COMMERCIAL | N9MSE0601410A**D | 60000 | 95% | No | 100 | 200 | 0 | 0 | 100 | 200 | 250 | 500
201712183 | ICP COMMERCIAL | N9MSE1202420A*D | 120000 | 95% | No | 100 | 200 | 0 | 0 | 100 | 200 | 250 | 500
201712646 | ICP COMMERCIAL | N9MSE1202420A**D | 120000 | 95% | No | 100 | 200 | 0 | 0 | 100 | 200 | 250 | 500
201702464 | ICP COMMERCIAL | N9MSE1202420A | 120000 | 96% | No | 100 | 200 | 0 | 0 | 100 | 200 | 250 | 500
201712546 | ICP COMMERCIAL | N9MSE1202420A** | 120000 | 96% | No | 100 | 200 | 0 | 0 | 100 | 200 | 250 | 500
201702404 | ICP COMMERCIAL | N9MSE0601410A | 60000 | 95.5% | No | 100 | 200 | 0 | 0 | 100 | 200 | 250 | 500
201712496 | ICP COMMERCIAL | N9MSE0601410A** | 60000 | 95.5% | No | 100 | 200 | 0 | 0 | 100 | 200 | 250 | 500
201702414 | ICP COMMERCIAL | N9MSE0601714A | 60000 | 96% | No | 100 | 200 | 0 | 0 | 100 | 200 | 250 | 500
201712506 | ICP COMMERCIAL | N9MSE0601714A** | 60000 | 96% | No | 100 | 200 | 0 | 0 | 100 | 200 | 250 | 500
201712193 | ICP COMMERCIAL | N9MSE1402420A*D | 140000 | 94.4% | No | 100 | 200 | 0 | 0 | 100 | 200 | 250 | 500
203359709 | ICP COMMERCIAL | N92ESN0601412A | 60000 | 92.1% | Yes | 100 | 200 | 100 | 200 | 200 | 400 | 250 | 500
203359727 | ICP COMMERCIAL | N92ESN0601412A* | 60000 | 92.1% | Yes | 100 | 200 | 100 | 200 | 200 | 400 | 250 | 500
203359746 | ICP COMMERCIAL | N92ESN0601714A | 60000 | 92.1% | Yes | 100 | 200 | 100 | 200 | 200 | 400 | 250 | 500
203359765 | ICP COMMERCIAL | N92ESN0601714A* | 60000 | 92.1% | Yes | 100 | 200 | 100 | 200 | 200 | 400 | 250 | 500
203359636 | ICP COMMERCIAL | N92ESN0401410A | 40000 | 92.1% | Yes | 100 | 200 | 100 | 200 | 200 | 400 | 250 | 500
203359654 | ICP COMMERCIAL | N92ESN0401410A* | 40000 | 92.1% | Yes | 100 | 200 | 100 | 200 | 200 | 400 | 250 | 500
203359672 | ICP COMMERCIAL | N92ESN0401712A | 40000 | 92.1% | Yes | 100 | 200 | 100 | 200 | 200 | 400 | 250 | 500
203359690 | ICP COMMERCIAL | N92ESN0401712A* | 40000 | 92.1% | Yes | 100 | 200 | 100 | 200 | 200 | 400 | 250 | 500
203359847 | ICP COMMERCIAL | N92ESN1002120A | 100000 | 92.1% | Yes | 100 | 200 | 100 | 200 | 200 | 400 | 250 | 500
203359862 | ICP COMMERCIAL | N92ESN1002120A* | 100000 | 92.1% | Yes | 100 | 200 | 100 | 200 | 200 | 400 | 250 | 500
205001046 | ICP COMMERCIAL | N92ESN1002122A | 100000 | 92.1% | Yes | 100 | 200 | 100 | 200 | 200 | 400 | 250 | 500
205001055 | ICP COMMERCIAL | N92ESN1002122A* | 100000 | 92.1% | Yes | 100 | 200 | 100 | 200 | 200 | 400 | 250 | 500
203359880 | ICP COMMERCIAL | N92ESN1202420A | 120000 | 92.1% | Yes | 100 | 200 | 100 | 200 | 200 | 400 | 250 | 500
203359898 | ICP COMMERCIAL | N92ESN1202420A* | 120000 | 92.1% | Yes | 100 | 200 | 100 | 200 | 200 | 400 | 250 | 500
203359800 | ICP COMMERCIAL | N92ESN0801716A* | 80000 | 92.1% | Yes | 100 | 200 | 100 | 200 | 200 | 400 | 250 | 500
203359814 | ICP COMMERCIAL | N92ESN0802120A | 80000 | 92.1% | Yes | 100 | 200 | 100 | 200 | 200 | 400 | 250 | 500
203359830 | ICP COMMERCIAL | N92ESN0802120A* | 80000 | 92.1% | Yes | 100 | 200 | 100 | 200 | 200 | 400 | 250 | 500
203359783 | ICP COMMERCIAL | N92ESN0801716A | 80000 | 92.1% | Yes | 100 | 200 | 100 | 200 | 200 | 400 | 250 | 500
201712302 | ICP COMMERCIAL | G9MXE0261410A*D | 26000 | 95% | Yes | 100 | 200 | 150 | 300 | 200 | 400 | 250 | 500
203360425 | ICP COMMERCIAL | N95ESN0261410A*D | 26000 | 95% | Yes | 100 | 200 | 150 | 300 | 200 | 400 | 250 | 500
201707001 | ICP COMMERCIAL | G9MVE0601412A | 60000 | 95% | Yes | 100 | 200 | 150 | 300 | 200 | 400 | 250 | 500
204543732 | ICP COMMERCIAL | N95ESU0601716A | 60000 | 95% | Yes | 100 | 200 | 150 | 300 | 200 | 400 | 250 | 500
203359388 | ICP COMMERCIAL | G96CTN0601714A*D | 60000 | 95% | Yes | 100 | 200 | 150 | 300 | 200 | 400 | 250 | 500
201712211 | ICP COMMERCIAL | G9MAE0601714A*D | 60000 | 95% | Yes | 100 | 200 | 150 | 300 | 200 | 400 | 250 | 500
201712773 | ICP COMMERCIAL | G9MXE0601412A**D | 60000 | 95% | Yes | 100 | 200 | 150 | 300 | 200 | 400 | 250 | 500
201712780 | ICP COMMERCIAL | G9MXE0601714A**D | 60000 | 95% | Yes | 100 | 200 | 150 | 300 | 200 | 400 | 250 | 500
201712330 | ICP COMMERCIAL | G9MXE0601714A*D | 60000 | 95% | Yes | 100 | 200 | 150 | 300 | 200 | 400 | 250 | 500
201712379 | ICP COMMERCIAL | G9MXT0601412A*D | 60000 | 95% | Yes | 100 | 200 | 150 | 300 | 200 | 400 | 250 | 500
201712386 | ICP COMMERCIAL | G9MXT0601714A*D | 60000 | 95% | Yes | 100 | 200 | 150 | 300 | 200 | 400 | 250 | 500
203924634 | ICP COMMERCIAL | G97CMN0601714A*D | 60000 | 95% | Yes | 100 | 200 | 150 | 300 | 200 | 400 | 250 | 500
201710560 | ICP COMMERCIAL | G9MXT0601412A* | 60000 | 95% | Yes | 100 | 200 | 150 | 300 | 200 | 400 | 250 | 500
203924781 | ICP COMMERCIAL | N95ESN0601412A | 60000 | 95% | Yes | 100 | 200 | 150 | 300 | 200 | 400 | 250 | 500
203924782 | ICP COMMERCIAL | N95ESN0601412A* | 60000 | 95% | Yes | 100 | 200 | 150 | 300 | 200 | 400 | 250 | 500
203924783 | ICP COMMERCIAL | N95ESN0601412A**D | 60000 | 95% | Yes | 100 | 200 | 150 | 300 | 200 | 400 | 250 | 500
203924784 | ICP COMMERCIAL | N95ESN0601412A*D | 60000 | 95% | Yes | 100 | 200 | 150 | 300 | 200 | 400 | 250 | 500
203924850 | ICP COMMERCIAL | G96VTN0601412A | 60000 | 95% | Yes | 100 | 200 | 150 | 300 | 200 | 400 | 250 | 500
203924852 | ICP COMMERCIAL | G96VTN0601412A*D | 60000 | 95% | Yes | 100 | 200 | 150 | 300 | 200 | 400 | 250 | 500
203359264 | ICP COMMERCIAL | G96VTN0601714A*D | 60000 | 95% | Yes | 100 | 200 | 150 | 300 | 200 | 400 | 250 | 500
203360428 | ICP COMMERCIAL | N95ESN0601714A*D | 60000 | 95% | Yes | 100 | 200 | 150 | 300 | 200 | 400 | 250 | 500
203360715 | ICP COMMERCIAL | N95ESN0601714A**D | 60000 | 95% | Yes | 100 | 200 | 150 | 300 | 200 | 400 | 250 | 500
201712260 | ICP COMMERCIAL | G9MVE0601412A*D | 60000 | 95% | Yes | 100 | 200 | 150 | 300 | 200 | 400 | 250 | 500
201712267 | ICP COMMERCIAL | G9MVE0601714A*D | 60000 | 95% | Yes | 100 | 200 | 150 | 300 | 200 | 400 | 250 | 500
203359522 | ICP COMMERCIAL | G9MBE0601714A*D | 60000 | 95% | Yes | 100 | 200 | 150 | 300 | 200 | 400 | 250 | 500
201712323 | ICP COMMERCIAL | G9MXE0601412A*D | 60000 | 95% | Yes | 100 | 200 | 150 | 300 | 200 | 400 | 250 | 500
201712246 | ICP COMMERCIAL | G9MVE0401410A*D | 40000 | 95% | Yes | 100 | 200 | 150 | 300 | 200 | 400 | 250 | 500
201712253 | ICP COMMERCIAL | G9MVE0401712A*D | 40000 | 95% | Yes | 100 | 200 | 150 | 300 | 200 | 400 | 250 | 500
201712759 | ICP COMMERCIAL | G9MXE0401410A**D | 40000 | 95% | Yes | 100 | 200 | 150 | 300 | 200 | 400 | 250 | 500
201712766 | ICP COMMERCIAL | G9MXE0401712A**D | 40000 | 95% | Yes | 100 | 200 | 150 | 300 | 200 | 400 | 250 | 500
201712309 | ICP COMMERCIAL | G9MXE0401410A*D | 40000 | 95% | Yes | 100 | 200 | 150 | 300 | 200 | 400 | 250 | 500
201712316 | ICP COMMERCIAL | G9MXE0401712A*D | 40000 | 95% | Yes | 100 | 200 | 150 | 300 | 200 | 400 | 250 | 500
201712365 | ICP COMMERCIAL | G9MXT0401410A*D | 40000 | 95% | Yes | 100 | 200 | 150 | 300 | 200 | 400 | 250 | 500
201712372 | ICP COMMERCIAL | G9MXT0401712A*D | 40000 | 95% | Yes | 100 | 200 | 150 | 300 | 200 | 400 | 250 | 500
203924779 | ICP COMMERCIAL | N95ESN0401410A**D | 40000 | 95% | Yes | 100 | 200 | 150 | 300 | 200 | 400 | 250 | 500
203924780 | ICP COMMERCIAL | N95ESN0401410A*D | 40000 | 95% | Yes | 100 | 200 | 150 | 300 | 200 | 400 | 250 | 500
203924851 | ICP COMMERCIAL | G96VTN0401410A*D | 40000 | 95% | Yes | 100 | 200 | 150 | 300 | 200 | 400 | 250 | 500
203359263 | ICP COMMERCIAL | G96VTN0401712A*D | 40000 | 95% | Yes | 100 | 200 | 150 | 300 | 200 | 400 | 250 | 500
203360714 | ICP COMMERCIAL | N95ESN0401712A**D | 40000 | 95% | Yes | 100 | 200 | 150 | 300 | 200 | 400 | 250 | 500
203360427 | ICP COMMERCIAL | N95ESN0401712A*D | 40000 | 95% | Yes | 100 | 200 | 150 | 300 | 200 | 400 | 250 | 500
204543747 | ICP COMMERCIAL | N95ESU0802120A | 80000 | 95% | Yes | 100 | 200 | 150 | 300 | 200 | 400 | 250 | 500
203359389 | ICP COMMERCIAL | G96CTN0801714A*D | 80000 | 95% | Yes | 100 | 200 | 150 | 300 | 200 | 400 | 250 | 500
203359390 | ICP COMMERCIAL | G96CTN0802120A*D | 80000 | 95% | Yes | 100 | 200 | 150 | 300 | 200 | 400 | 250 | 500
201712225 | ICP COMMERCIAL | G9MAE0801714A*D | 80000 | 95% | Yes | 100 | 200 | 150 | 300 | 200 | 400 | 250 | 500
201712274 | ICP COMMERCIAL | G9MVE0801716A*D | 80000 | 95% | Yes | 100 | 200 | 150 | 300 | 200 | 400 | 250 | 500
201712281 | ICP COMMERCIAL | G9MVE0802120A*D | 80000 | 95% | Yes | 100 | 200 | 150 | 300 | 200 | 400 | 250 | 500
201712787 | ICP COMMERCIAL | G9MXE0801716A**D | 80000 | 95% | Yes | 100 | 200 | 150 | 300 | 200 | 400 | 250 | 500
201712794 | ICP COMMERCIAL | G9MXE0802120A**D | 80000 | 95% | Yes | 100 | 200 | 150 | 300 | 200 | 400 | 250 | 500
203359538 | ICP COMMERCIAL | G9MBE0801714A*D | 80000 | 95% | Yes | 100 | 200 | 150 | 300 | 200 | 400 | 250 | 500
203359546 | ICP COMMERCIAL | G9MBE0802120A*D | 80000 | 95% | Yes | 100 | 200 | 150 | 300 | 200 | 400 | 250 | 500
201712337 | ICP COMMERCIAL | G9MXE0801716A*D | 80000 | 95% | Yes | 100 | 200 | 150 | 300 | 200 | 400 | 250 | 500
201712344 | ICP COMMERCIAL | G9MXE0802120A*D | 80000 | 95% | Yes | 100 | 200 | 150 | 300 | 200 | 400 | 250 | 500
201712393 | ICP COMMERCIAL | G9MXT0801716A*D | 80000 | 95% | Yes | 100 | 200 | 150 | 300 | 200 | 400 | 250 | 500
201712400 | ICP COMMERCIAL | G9MXT0802120A*D | 80000 | 95% | Yes | 100 | 200 | 150 | 300 | 200 | 400 | 250 | 500
201712438 | ICP COMMERCIAL | G9MAE0802120A*D | 80000 | 95% | Yes | 100 | 200 | 150 | 300 | 200 | 400 | 250 | 500
203924650 | ICP COMMERCIAL | G97CMN0801714A*D | 80000 | 95% | Yes | 100 | 200 | 150 | 300 | 200 | 400 | 250 | 500
203924658 | ICP COMMERCIAL | G97CMN0802120A*D | 80000 | 95% | Yes | 100 | 200 | 150 | 300 | 200 | 400 | 250 | 500
203359265 | ICP COMMERCIAL | G96VTN0801716A*D | 80000 | 95% | Yes | 100 | 200 | 150 | 300 | 200 | 400 | 250 | 500
203359266 | ICP COMMERCIAL | G96VTN0802120A*D | 80000 | 95% | Yes | 100 | 200 | 150 | 300 | 200 | 400 | 250 | 500
203360430 | ICP COMMERCIAL | N95ESN0801716A*D | 80000 | 95% | Yes | 100 | 200 | 150 | 300 | 200 | 400 | 250 | 500
203360431 | ICP COMMERCIAL | N95ESN0802120A*D | 80000 | 95% | Yes | 100 | 200 | 150 | 300 | 200 | 400 | 250 | 500
203360716 | ICP COMMERCIAL | N95ESN0801716A**D | 80000 | 95% | Yes | 100 | 200 | 150 | 300 | 200 | 400 | 250 | 500
203360717 | ICP COMMERCIAL | N95ESN0802120A**D | 80000 | 95% | Yes | 100 | 200 | 150 | 300 | 200 | 400 | 250 | 500
203360816 | ICP COMMERCIAL | N95ESN1002120A*D | 100000 | 95% | Yes | 100 | 200 | 150 | 300 | 200 | 400 | 250 | 500
203359391 | ICP COMMERCIAL | G96CTN1002122A*D | 100000 | 95% | Yes | 100 | 200 | 150 | 300 | 200 | 400 | 250 | 500
205169225 | ICP COMMERCIAL | N95ESN1002122A*D | 100000 | 95% | Yes | 100 | 200 | 150 | 300 | 200 | 400 | 250 | 500
205169234 | ICP COMMERCIAL | N95ESN1002122A**D | 100000 | 95% | Yes | 100 | 200 | 150 | 300 | 200 | 400 | 250 | 500
205169269 | ICP COMMERCIAL | N95ESU1002122A | 100000 | 95% | Yes | 100 | 200 | 150 | 300 | 200 | 400 | 250 | 500
201712232 | ICP COMMERCIAL | G9MAE1002122A*D | 100000 | 95% | Yes | 100 | 200 | 150 | 300 | 200 | 400 | 250 | 500
201712288 | ICP COMMERCIAL | G9MVE1002120A*D | 100000 | 95% | Yes | 100 | 200 | 150 | 300 | 200 | 400 | 250 | 500
201712801 | ICP COMMERCIAL | G9MXE1002120A**D | 100000 | 95% | Yes | 100 | 200 | 150 | 300 | 200 | 400 | 250 | 500
205169292 | ICP COMMERCIAL | G96VTN1002122A*D | 100000 | 95% | Yes | 100 | 200 | 150 | 300 | 200 | 400 | 250 | 500
203359554 | ICP COMMERCIAL | G9MBE1002122A*D | 100000 | 95% | Yes | 100 | 200 | 150 | 300 | 200 | 400 | 250 | 500
201712351 | ICP COMMERCIAL | G9MXE1002120A*D | 100000 | 95% | Yes | 100 | 200 | 150 | 300 | 200 | 400 | 250 | 500
201712407 | ICP COMMERCIAL | G9MXT1002120A*D | 100000 | 95% | Yes | 100 | 200 | 150 | 300 | 200 | 400 | 250 | 500
203359267 | ICP COMMERCIAL | G96VTN1002120A*D | 100000 | 95% | Yes | 100 | 200 | 150 | 300 | 200 | 400 | 250 | 500
203924666 | ICP COMMERCIAL | G97CMN1002122A*D | 100000 | 95% | Yes | 100 | 200 | 150 | 300 | 200 | 400 | 250 | 500
204835507 | ICP COMMERCIAL | N95ESU1002120A | 100000 | 95% | Yes | 100 | 200 | 150 | 300 | 200 | 400 | 250 | 500
203360718 | ICP COMMERCIAL | N95ESN1002120A**D | 100000 | 95% | Yes | 100 | 200 | 150 | 300 | 200 | 400 | 250 | 500
203359392 | ICP COMMERCIAL | G96CTN1202422A*D | 120000 | 95% | Yes | 100 | 200 | 150 | 300 | 200 | 400 | 250 | 500
201712239 | ICP COMMERCIAL | G9MAE1202422A*D | 120000 | 95% | Yes | 100 | 200 | 150 | 300 | 200 | 400 | 250 | 500
201712295 | ICP COMMERCIAL | G9MVE1202422A*D | 120000 | 95% | Yes | 100 | 200 | 150 | 300 | 200 | 400 | 250 | 500
201712808 | ICP COMMERCIAL | G9MXE1202422A**D | 120000 | 95% | Yes | 100 | 200 | 150 | 300 | 200 | 400 | 250 | 500
203359562 | ICP COMMERCIAL | G9MBE1202422A*D | 120000 | 95% | Yes | 100 | 200 | 150 | 300 | 200 | 400 | 250 | 500
201712358 | ICP COMMERCIAL | G9MXE1202422A*D | 120000 | 95% | Yes | 100 | 200 | 150 | 300 | 200 | 400 | 250 | 500
201712414 | ICP COMMERCIAL | G9MXT1202422A*D | 120000 | 95% | Yes | 100 | 200 | 150 | 300 | 200 | 400 | 250 | 500
203359268 | ICP COMMERCIAL | G96VTN1202422A*D | 120000 | 95% | Yes | 100 | 200 | 150 | 300 | 200 | 400 | 250 | 500
203924674 | ICP COMMERCIAL | G97CMN1202422A*D | 120000 | 95% | Yes | 100 | 200 | 150 | 300 | 200 | 400 | 250 | 500
203360433 | ICP COMMERCIAL | N95ESN1202422A*D | 120000 | 95% | Yes | 100 | 200 | 150 | 300 | 200 | 400 | 250 | 500
203360719 | ICP COMMERCIAL | N95ESN1202422A**D | 120000 | 95% | Yes | 100 | 200 | 150 | 300 | 200 | 400 | 250 | 500
203360424 | ICP COMMERCIAL | N95ESN1402422A | 140000 | 95% | Yes | 100 | 200 | 150 | 300 | 200 | 400 | 250 | 500
203360434 | ICP COMMERCIAL | N95ESN1402422A*D | 140000 | 95% | Yes | 100 | 200 | 150 | 300 | 200 | 400 | 250 | 500
201710581 | ICP COMMERCIAL | G9MXE0261410A | 26000 | 96% | Yes | 100 | 200 | 200 | 400 | 200 | 400 | 250 | 500
203360413 | ICP COMMERCIAL | N95ESN0261410A | 26000 | 96% | Yes | 100 | 200 | 200 | 400 | 200 | 400 | 250 | 500
201712745 | ICP COMMERCIAL | G9MXE0401712A** | 40000 | 96% | Yes | 100 | 200 | 200 | 400 | 200 | 400 | 250 | 500
201702081 | ICP COMMERCIAL | G9MXE0401410A | 40000 | 96% | Yes | 100 | 200 | 200 | 400 | 200 | 400 | 250 | 500
201705937 | ICP COMMERCIAL | G9MVE0401410A | 40000 | 96% | Yes | 100 | 200 | 200 | 400 | 200 | 400 | 250 | 500
201710553 | ICP COMMERCIAL | G9MXT0401712A* | 40000 | 96% | Yes | 100 | 200 | 200 | 400 | 200 | 400 | 250 | 500
203924777 | ICP COMMERCIAL | N95ESN0401410A | 40000 | 96% | Yes | 100 | 200 | 200 | 400 | 200 | 400 | 250 | 500
203924778 | ICP COMMERCIAL | N95ESN0401410A* | 40000 | 96% | Yes | 100 | 200 | 200 | 400 | 200 | 400 | 250 | 500
203924849 | ICP COMMERCIAL | G96VTN0401410A | 40000 | 96% | Yes | 100 | 200 | 200 | 400 | 200 | 400 | 250 | 500
203360708 | ICP COMMERCIAL | N95ESN0401712A* | 40000 | 96% | Yes | 100 | 200 | 200 | 400 | 200 | 400 | 250 | 500
203359257 | ICP COMMERCIAL | G96VTN0401712A | 40000 | 96% | Yes | 100 | 200 | 200 | 400 | 200 | 400 | 250 | 500
203360415 | ICP COMMERCIAL | N95ESN0401712A | 40000 | 96% | Yes | 100 | 200 | 200 | 400 | 200 | 400 | 250 | 500
201706930 | ICP COMMERCIAL | G9MXE0401712A | 40000 | 96% | Yes | 100 | 200 | 200 | 400 | 200 | 400 | 250 | 500
201706994 | ICP COMMERCIAL | G9MVE0401712A | 40000 | 96% | Yes | 100 | 200 | 200 | 400 | 200 | 400 | 250 | 500
201702046 | ICP COMMERCIAL | G9MXT0401410A | 40000 | 96% | Yes | 100 | 200 | 200 | 400 | 200 | 400 | 250 | 500
201712703 | ICP COMMERCIAL | G9MXE0401410A** | 40000 | 96% | Yes | 100 | 200 | 200 | 400 | 200 | 400 | 250 | 500
203359444 | ICP COMMERCIAL | G9MBE0601714A | 60000 | 97% | Yes | 100 | 200 | 200 | 400 | 200 | 400 | 250 | 500
201705840 | ICP COMMERCIAL | F9MAE0601714A | 60000 | 97% | Yes | 100 | 200 | 200 | 400 | 200 | 400 | 250 | 500
201705889 | ICP COMMERCIAL | G9MAE0601714A | 60000 | 97% | Yes | 100 | 200 | 200 | 400 | 200 | 400 | 250 | 500
203924568 | ICP COMMERCIAL | G97CMN0601714A | 60000 | 97% | Yes | 100 | 200 | 200 | 400 | 200 | 400 | 250 | 500
201712218 | ICP COMMERCIAL | G9MAE0602120A*D | 61000 | 96.7% | Yes | 100 | 200 | 200 | 400 | 200 | 400 | 250 | 500
203359530 | ICP COMMERCIAL | G9MBE0602120A*D | 61000 | 96.7% | Yes | 100 | 200 | 200 | 400 | 200 | 400 | 250 | 500
203924642 | ICP COMMERCIAL | G97CMN0602120A*D | 61000 | 96.7% | Yes | 100 | 200 | 200 | 400 | 200 | 400 | 250 | 500
203359452 | ICP COMMERCIAL | G9MBE0602120A | 61000 | 98% | Yes | 100 | 200 | 200 | 400 | 200 | 400 | 250 | 500
201705917 | ICP COMMERCIAL | G9MAE0602120A | 61000 | 98% | Yes | 100 | 200 | 200 | 400 | 200 | 400 | 250 | 500
203924576 | ICP COMMERCIAL | G97CMN0602120A | 61000 | 98% | Yes | 100 | 200 | 200 | 400 | 200 | 400 | 250 | 500
201712724 | ICP COMMERCIAL | G9MXE0801716A** | 80000 | 96% | Yes | 100 | 200 | 200 | 400 | 200 | 400 | 250 | 500
201712731 | ICP COMMERCIAL | G9MXE0802120A** | 80000 | 96% | Yes | 100 | 200 | 200 | 400 | 200 | 400 | 250 | 500
201702074 | ICP COMMERCIAL | G9MXT0801716A | 80000 | 96% | Yes | 100 | 200 | 200 | 400 | 200 | 400 | 250 | 500
201702170 | ICP COMMERCIAL | G9MXE0801716A | 80000 | 96% | Yes | 100 | 200 | 200 | 400 | 200 | 400 | 250 | 500
201702503 | ICP COMMERCIAL | G9MXE0802120A | 80000 | 96% | Yes | 100 | 200 | 200 | 400 | 200 | 400 | 250 | 500
201702523 | ICP COMMERCIAL | G9MXT0802120A | 80000 | 96% | Yes | 100 | 200 | 200 | 400 | 200 | 400 | 250 | 500
201705951 | ICP COMMERCIAL | G9MVE0801716A | 80000 | 96% | Yes | 100 | 200 | 200 | 400 | 200 | 400 | 250 | 500
203359259 | ICP COMMERCIAL | G96VTN0801716A | 80000 | 96% | Yes | 100 | 200 | 200 | 400 | 200 | 400 | 250 | 500
203359260 | ICP COMMERCIAL | G96VTN0802120A | 80000 | 96% | Yes | 100 | 200 | 200 | 400 | 200 | 400 | 250 | 500
203360710 | ICP COMMERCIAL | N95ESN0801716A* | 80000 | 96% | Yes | 100 | 200 | 200 | 400 | 200 | 400 | 250 | 500
203360711 | ICP COMMERCIAL | N95ESN0802120A* | 80000 | 96% | Yes | 100 | 200 | 200 | 400 | 200 | 400 | 250 | 500
203360418 | ICP COMMERCIAL | N95ESN0801716A | 80000 | 96% | Yes | 100 | 200 | 200 | 400 | 200 | 400 | 250 | 500
203360419 | ICP COMMERCIAL | N95ESN0802120A | 80000 | 96% | Yes | 100 | 200 | 200 | 400 | 200 | 400 | 250 | 500
203359384 | ICP COMMERCIAL | G96CTN0801714A | 80000 | 96.2% | Yes | 100 | 200 | 200 | 400 | 200 | 400 | 250 | 500
203359385 | ICP COMMERCIAL | G96CTN0802120A | 80000 | 96.7% | Yes | 100 | 200 | 200 | 400 | 200 | 400 | 250 | 500
203359460 | ICP COMMERCIAL | G9MBE0801714A | 80000 | 97% | Yes | 100 | 200 | 200 | 400 | 200 | 400 | 250 | 500
203359468 | ICP COMMERCIAL | G9MBE0802120A | 80000 | 97% | Yes | 100 | 200 | 200 | 400 | 200 | 400 | 250 | 500
201705844 | ICP COMMERCIAL | F9MAE0801714A | 80000 | 97% | Yes | 100 | 200 | 200 | 400 | 200 | 400 | 250 | 500
201705896 | ICP COMMERCIAL | G9MAE0801714A | 80000 | 97% | Yes | 100 | 200 | 200 | 400 | 200 | 400 | 250 | 500
203924584 | ICP COMMERCIAL | G97CMN0801714A | 80000 | 97% | Yes | 100 | 200 | 200 | 400 | 200 | 400 | 250 | 500
203924592 | ICP COMMERCIAL | G97CMN0802120A | 80000 | 97% | Yes | 100 | 200 | 200 | 400 | 200 | 400 | 250 | 500
203359476 | ICP COMMERCIAL | G9MBE1002122A | 100000 | 97% | Yes | 100 | 200 | 200 | 400 | 200 | 400 | 250 | 500
201705930 | ICP COMMERCIAL | G9MAE1002122A | 100000 | 97% | Yes | 100 | 200 | 200 | 400 | 200 | 400 | 250 | 500
203924600 | ICP COMMERCIAL | G97CMN1002122A | 100000 | 97% | Yes | 100 | 200 | 200 | 400 | 200 | 400 | 250 | 500
201712738 | ICP COMMERCIAL | G9MXE1002120A** | 100000 | 96% | Yes | 100 | 200 | 200 | 400 | 200 | 400 | 250 | 500
205169247 | ICP COMMERCIAL | N95ESN1002122A* | 100000 | 96% | Yes | 100 | 200 | 200 | 400 | 200 | 400 | 250 | 500
205169254 | ICP COMMERCIAL | N95ESN1002122A | 100000 | 96% | Yes | 100 | 200 | 200 | 400 | 200 | 400 | 250 | 500
205169291 | ICP COMMERCIAL | G96VTN1002122A | 100000 | 96% | Yes | 100 | 200 | 200 | 400 | 200 | 400 | 250 | 500
201702510 | ICP COMMERCIAL | G9MXE1002120A | 100000 | 96% | Yes | 100 | 200 | 200 | 400 | 200 | 400 | 250 | 500
201702530 | ICP COMMERCIAL | G9MXT1002120A | 100000 | 96% | Yes | 100 | 200 | 200 | 400 | 200 | 400 | 250 | 500
201705971 | ICP COMMERCIAL | G9MVE1002120A | 100000 | 96% | Yes | 100 | 200 | 200 | 400 | 200 | 400 | 250 | 500
203359261 | ICP COMMERCIAL | G96VTN1002120A | 100000 | 96% | Yes | 100 | 200 | 200 | 400 | 200 | 400 | 250 | 500
203360712 | ICP COMMERCIAL | N95ESN1002120A* | 100000 | 96% | Yes | 100 | 200 | 200 | 400 | 200 | 400 | 250 | 500
203360421 | ICP COMMERCIAL | N95ESN1002120A | 100000 | 96% | Yes | 100 | 200 | 200 | 400 | 200 | 400 | 250 | 500
203359386 | ICP COMMERCIAL | G96CTN1002122A | 100000 | 96.1% | Yes | 100 | 200 | 200 | 400 | 200 | 400 | 250 | 500
201712752 | ICP COMMERCIAL | G9MXE0601412A** | 60000 | 95.5% | Yes | 100 | 200 | 200 | 400 | 200 | 400 | 250 | 500
201706937 | ICP COMMERCIAL | G9MXE0601412A | 60000 | 95.5% | Yes | 100 | 200 | 200 | 400 | 200 | 400 | 250 | 500
201712710 | ICP COMMERCIAL | G9MXE0601714A** | 60000 | 96% | Yes | 100 | 200 | 200 | 400 | 200 | 400 | 250 | 500
201702053 | ICP COMMERCIAL | G9MXT0601714A | 60000 | 96% | Yes | 100 | 200 | 200 | 400 | 200 | 400 | 250 | 500
201702088 | ICP COMMERCIAL | G9MXE0601714A | 60000 | 96% | Yes | 100 | 200 | 200 | 400 | 200 | 400 | 250 | 500
201705944 | ICP COMMERCIAL | G9MVE0601714A | 60000 | 96% | Yes | 100 | 200 | 200 | 400 | 200 | 400 | 250 | 500
203359258 | ICP COMMERCIAL | G96VTN0601714A | 60000 | 96% | Yes | 100 | 200 | 200 | 400 | 200 | 400 | 250 | 500
203360709 | ICP COMMERCIAL | N95ESN0601714A* | 60000 | 96% | Yes | 100 | 200 | 200 | 400 | 200 | 400 | 250 | 500
203360416 | ICP COMMERCIAL | N95ESN0601714A | 60000 | 96% | Yes | 100 | 200 | 200 | 400 | 200 | 400 | 250 | 500
203359383 | ICP COMMERCIAL | G96CTN0601714A | 60000 | 96.3% | Yes | 100 | 200 | 200 | 400 | 200 | 400 | 250 | 500
203359387 | ICP COMMERCIAL | G96CTN1202422A | 120000 | 96.5% | Yes | 100 | 200 | 200 | 400 | 200 | 400 | 250 | 500
203359484 | ICP COMMERCIAL | G9MBE1202422A | 120000 | 97% | Yes | 100 | 200 | 200 | 400 | 200 | 400 | 250 | 500
201705910 | ICP COMMERCIAL | G9MAE1202422A | 120000 | 97% | Yes | 100 | 200 | 200 | 400 | 200 | 400 | 250 | 500
203924608 | ICP COMMERCIAL | G97CMN1202422A | 120000 | 97% | Yes | 100 | 200 | 200 | 400 | 200 | 400 | 250 | 500
201701977 | ICP COMMERCIAL | F9MXT1202422A | 120000 | 96% | Yes | 100 | 200 | 200 | 400 | 200 | 400 | 250 | 500
201712717 | ICP COMMERCIAL | G9MXE1202422A** | 120000 | 96% | Yes | 100 | 200 | 200 | 400 | 200 | 400 | 250 | 500
201702067 | ICP COMMERCIAL | G9MXT1202422A | 120000 | 96% | Yes | 100 | 200 | 200 | 400 | 200 | 400 | 250 | 500
201702102 | ICP COMMERCIAL | G9MXE1202422A | 120000 | 96% | Yes | 100 | 200 | 200 | 400 | 200 | 400 | 250 | 500
201705958 | ICP COMMERCIAL | G9MVE1202422A | 120000 | 96% | Yes | 100 | 200 | 200 | 400 | 200 | 400 | 250 | 500
203359262 | ICP COMMERCIAL | G96VTN1202422A | 120000 | 96% | Yes | 100 | 200 | 200 | 400 | 200 | 400 | 250 | 500
203360713 | ICP COMMERCIAL | N95ESN1202422A* | 120000 | 96% | Yes | 100 | 200 | 200 | 400 | 200 | 400 | 250 | 500
203360422 | ICP COMMERCIAL | N95ESN1202422A | 120000 | 96% | Yes | 100 | 200 | 200 | 400 | 200 | 400 | 250 | 500
212595203 | ICP COMMERCIAL | N96VSN0801716B | 80000 | 97% | Yes | 100 | 200 | 200 | 400 | 200 | 400 | 250 | 500
212595212 | ICP COMMERCIAL | N96VSN0801716B*D | 80000 | 95% | Yes | 100 | 200 | 150 | 300 | 200 | 400 | 250 | 500
212595221 | ICP COMMERCIAL | N96VSN0802120B | 80000 | 97% | Yes | 100 | 200 | 200 | 400 | 200 | 400 | 250 | 500
212595230 | ICP COMMERCIAL | N96VSN0802120B*D | 80000 | 95% | Yes | 100 | 200 | 150 | 300 | 200 | 400 | 250 | 500
211778956 | ICP COMMERCIAL | N92MSN1002120A | 100000 | 92.1% | Yes | 100 | 200 | 100 | 200 | 200 | 400 | 250 | 500
211778965 | ICP COMMERCIAL | N92MSN1002120A* | 100000 | 92.1% | Yes | 100 | 200 | 100 | 200 | 200 | 400 | 250 | 500
211778974 | ICP COMMERCIAL | N92MSN1002122A | 100000 | 92.1% | Yes | 100 | 200 | 100 | 200 | 200 | 400 | 250 | 500
211778983 | ICP COMMERCIAL | N92MSN1002122A* | 100000 | 92.1% | Yes | 100 | 200 | 100 | 200 | 200 | 400 | 250 | 500
211778875 | ICP COMMERCIAL | N92MSN0401712A* | 40000 | 92.1% | Yes | 100 | 200 | 100 | 200 | 200 | 400 | 250 | 500
211778884 | ICP COMMERCIAL | N92MSN0601412A | 60000 | 92.1% | Yes | 100 | 200 | 100 | 200 | 200 | 400 | 250 | 500
211778893 | ICP COMMERCIAL | N92MSN0601412A* | 60000 | 92.1% | Yes | 100 | 200 | 100 | 200 | 200 | 400 | 250 | 500
211778902 | ICP COMMERCIAL | N92MSN0601714A | 60000 | 92.1% | Yes | 100 | 200 | 100 | 200 | 200 | 400 | 250 | 500
205822229 | ICP COMMERCIAL | N96VSN1002120A | 100000 | 96% | Yes | 100 | 200 | 200 | 400 | 200 | 400 | 250 | 500
205822240 | ICP COMMERCIAL | N96VSN1002120A*D | 100000 | 95% | Yes | 100 | 200 | 150 | 300 | 200 | 400 | 250 | 500
205822249 | ICP COMMERCIAL | N96VSN1202422A | 120000 | 96% | Yes | 100 | 200 | 200 | 400 | 200 | 400 | 250 | 500
205822260 | ICP COMMERCIAL | N96VSN1202422A*D | 120000 | 95% | Yes | 100 | 200 | 150 | 300 | 200 | 400 | 250 | 500
212595278 | ICP COMMERCIAL | G96VTN1002120B | 100000 | 96.1% | Yes | 100 | 200 | 200 | 400 | 200 | 400 | 250 | 500
212595285 | ICP COMMERCIAL | G96VTN1002120B*D | 100000 | 95% | Yes | 100 | 200 | 150 | 300 | 200 | 400 | 250 | 500
211778992 | ICP COMMERCIAL | N92MSN1202420A | 120000 | 92.1% | Yes | 100 | 200 | 100 | 200 | 200 | 400 | 250 | 500
211778920 | ICP COMMERCIAL | N92MSN0801716A | 80000 | 92.1% | Yes | 100 | 200 | 100 | 200 | 200 | 400 | 250 | 500
211778929 | ICP COMMERCIAL | N92MSN0801716A* | 80000 | 92.1% | Yes | 100 | 200 | 100 | 200 | 200 | 400 | 250 | 500
211778938 | ICP COMMERCIAL | N92MSN0802120A | 80000 | 92.1% | Yes | 100 | 200 | 100 | 200 | 200 | 400 | 250 | 500
211778947 | ICP COMMERCIAL | N92MSN0802120A* | 80000 | 92.1% | Yes | 100 | 200 | 100 | 200 | 200 | 400 | 250 | 500
211779174 | ICP COMMERCIAL | N96MSN0401410A | 40000 | 96% | Yes | 100 | 200 | 200 | 400 | 200 | 400 | 250 | 500
211779183 | ICP COMMERCIAL | N96MSN0401410A* | 40000 | 96% | Yes | 100 | 200 | 200 | 400 | 200 | 400 | 250 | 500
211779192 | ICP COMMERCIAL | N96MSN0401410A**D | 40000 | 95% | Yes | 100 | 200 | 150 | 300 | 200 | 400 | 250 | 500
211779201 | ICP COMMERCIAL | N96MSN0401410A*D | 40000 | 95% | Yes | 100 | 200 | 150 | 300 | 200 | 400 | 250 | 500
211779210 | ICP COMMERCIAL | N96MSN0401712A | 40000 | 96.7% | Yes | 100 | 200 | 200 | 400 | 200 | 400 | 250 | 500
212594952 | ICP COMMERCIAL | G96VTN0401410B | 40000 | 96% | Yes | 100 | 200 | 200 | 400 | 200 | 400 | 250 | 500
212594959 | ICP COMMERCIAL | G96VTN0401410B*D | 40000 | 95% | Yes | 100 | 200 | 150 | 300 | 200 | 400 | 250 | 500
212594966 | ICP COMMERCIAL | G96VTN0401712B | 40000 | 96% | Yes | 100 | 200 | 200 | 400 | 200 | 400 | 250 | 500
212594973 | ICP COMMERCIAL | G96VTN0401712B*D | 40000 | 95% | Yes | 100 | 200 | 150 | 300 | 200 | 400 | 250 | 500
212595111 | ICP COMMERCIAL | N96VSN0601716B | 60000 | 97% | Yes | 100 | 200 | 200 | 400 | 200 | 400 | 250 | 500
212595120 | ICP COMMERCIAL | N96VSN0601716B*D | 60000 | 95% | Yes | 100 | 200 | 150 | 300 | 200 | 400 | 250 | 500
205822095 | ICP COMMERCIAL | N96VSN0401410A | 40000 | 96% | Yes | 100 | 200 | 200 | 400 | 200 | 400 | 250 | 500
205822106 | ICP COMMERCIAL | N96VSN0401410A*D | 40000 | 95% | Yes | 100 | 200 | 150 | 300 | 200 | 400 | 250 | 500
205822117 | ICP COMMERCIAL | N96VSN0401712A | 40000 | 96% | Yes | 100 | 200 | 200 | 400 | 200 | 400 | 250 | 500
205822128 | ICP COMMERCIAL | N96VSN0401712A*D | 40000 | 95% | Yes | 100 | 200 | 150 | 300 | 200 | 400 | 250 | 500
211781274 | ICP COMMERCIAL | N95MSU0401712A | 40000 | 95% | Yes | 100 | 200 | 150 | 300 | 200 | 400 | 250 | 500
206237490 | ICP COMMERCIAL | G95CSU0601716A | 60000 | 95% | Yes | 100 | 200 | 150 | 300 | 200 | 400 | 250 | 500
206237510 | ICP COMMERCIAL | G95CSU0802120A | 80000 | 95% | Yes | 100 | 200 | 150 | 300 | 200 | 400 | 250 | 500
211781285 | ICP COMMERCIAL | N95MSU0601716A | 60000 | 95% | Yes | 100 | 200 | 150 | 300 | 200 | 400 | 250 | 500
211781295 | ICP COMMERCIAL | N95MSU0802120A | 80000 | 95% | Yes | 100 | 200 | 150 | 300 | 200 | 400 | 250 | 500
211781306 | ICP COMMERCIAL | N95MSU1002120A | 100000 | 95% | Yes | 100 | 200 | 150 | 300 | 200 | 400 | 250 | 500
211781316 | ICP COMMERCIAL | N95MSU1002122A | 100000 | 95% | Yes | 100 | 200 | 150 | 300 | 200 | 400 | 250 | 500
213683535 | ICP COMMERCIAL | G96CTN1002122B | 100000 | 96.1% | Yes | 100 | 200 | 200 | 400 | 200 | 400 | 250 | 500
213683542 | ICP COMMERCIAL | G96CTN1002122B*D | 100000 | 95% | Yes | 100 | 200 | 150 | 300 | 200 | 400 | 250 | 500
213683549 | ICP COMMERCIAL | G96CTN1202422B | 120000 | 96.5% | Yes | 100 | 200 | 200 | 400 | 200 | 400 | 250 | 500
213683556 | ICP COMMERCIAL | G96CTN1202422B*D | 120000 | 95% | Yes | 100 | 200 | 150 | 300 | 200 | 400 | 250 | 500
213683563 | ICP COMMERCIAL | G97CMN0601714B | 60000 | 97% | Yes | 100 | 200 | 200 | 400 | 200 | 400 | 250 | 500
213683571 | ICP COMMERCIAL | G97CMN0601714B*D | 60000 | 95% | Yes | 100 | 200 | 150 | 300 | 200 | 400 | 250 | 500
213683579 | ICP COMMERCIAL | G97CMN0602120B | 61000 | 98% | Yes | 100 | 200 | 200 | 400 | 200 | 400 | 250 | 500
212595069 | ICP COMMERCIAL | G96VTN0601412B*D | 60000 | 95% | Yes | 100 | 200 | 150 | 300 | 200 | 400 | 250 | 500
212595076 | ICP COMMERCIAL | G96VTN0601716B | 60000 | 96.3% | Yes | 100 | 200 | 200 | 400 | 200 | 400 | 250 | 500
212595083 | ICP COMMERCIAL | G96VTN0601716B*D | 60000 | 95% | Yes | 100 | 200 | 150 | 300 | 200 | 400 | 250 | 500
212595093 | ICP COMMERCIAL | N96VSN0601412B | 60000 | 95% | Yes | 100 | 200 | 150 | 300 | 200 | 400 | 250 | 500
212595102 | ICP COMMERCIAL | N96VSN0601412B*D | 60000 | 95% | Yes | 100 | 200 | 150 | 300 | 200 | 400 | 250 | 500
213683472 | ICP COMMERCIAL | G95CSU0601716B | 60000 | 95% | Yes | 100 | 200 | 150 | 300 | 200 | 400 | 250 | 500
213683479 | ICP COMMERCIAL | G95CSU0802120B | 80000 | 95% | Yes | 100 | 200 | 150 | 300 | 200 | 400 | 250 | 500
213683486 | ICP COMMERCIAL | G95CSU1002122B | 100000 | 95% | Yes | 100 | 200 | 150 | 300 | 200 | 400 | 250 | 500
206349956 | ICP COMMERCIAL | G95CSU1002122A | 100000 | 95% | Yes | 100 | 200 | 150 | 300 | 200 | 400 | 250 | 500
211778848 | ICP COMMERCIAL | N92MSN0401412A | 40000 | 92.1% | Yes | 100 | 200 | 100 | 200 | 200 | 400 | 250 | 500
211778857 | ICP COMMERCIAL | N92MSN0401412A* | 40000 | 92.1% | Yes | 100 | 200 | 100 | 200 | 200 | 400 | 250 | 500
213683493 | ICP COMMERCIAL | G96CTN0601714B | 60000 | 96.3% | Yes | 100 | 200 | 200 | 400 | 200 | 400 | 250 | 500
213683500 | ICP COMMERCIAL | G96CTN0601714B*D | 60000 | 95% | Yes | 100 | 200 | 150 | 300 | 200 | 400 | 250 | 500
213683507 | ICP COMMERCIAL | G96CTN0801714B | 80000 | 96.2% | Yes | 100 | 200 | 200 | 400 | 200 | 400 | 250 | 500
213683514 | ICP COMMERCIAL | G96CTN0801714B*D | 80000 | 95% | Yes | 100 | 200 | 150 | 300 | 200 | 400 | 250 | 500
213683521 | ICP COMMERCIAL | G96CTN0802120B | 80000 | 96.7% | Yes | 100 | 200 | 200 | 400 | 200 | 400 | 250 | 500
213683528 | ICP COMMERCIAL | G96CTN0802120B*D | 80000 | 95% | Yes | 100 | 200 | 150 | 300 | 200 | 400 | 250 | 500
211779156 | ICP COMMERCIAL | N96MSN0261410A | 26000 | 96% | Yes | 100 | 200 | 200 | 400 | 200 | 400 | 250 | 500
211779165 | ICP COMMERCIAL | N96MSN0261410A*D | 26000 | 95% | Yes | 100 | 200 | 150 | 300 | 200 | 400 | 250 | 500
211778866 | ICP COMMERCIAL | N92MSN0401712A | 40000 | 92.1% | Yes | 100 | 200 | 100 | 200 | 200 | 400 | 250 | 500
213683159 | ICP COMMERCIAL | G96CTN0401410B | 40000 | 96% | Yes | 100 | 200 | 200 | 400 | 200 | 400 | 250 | 500
213683166 | ICP COMMERCIAL | G96CTN0401410B*D | 40000 | 95% | Yes | 100 | 200 | 150 | 300 | 200 | 400 | 250 | 500
211779399 | ICP COMMERCIAL | N96MSN1002120A*D | 100000 | 95% | Yes | 100 | 200 | 150 | 300 | 200 | 400 | 250 | 500
211779408 | ICP COMMERCIAL | N96MSN1002122A | 100000 | 96.3% | Yes | 100 | 200 | 200 | 400 | 200 | 400 | 250 | 500
211779417 | ICP COMMERCIAL | N96MSN1002122A* | 100000 | 96.3% | Yes | 100 | 200 | 200 | 400 | 200 | 400 | 250 | 500
211779426 | ICP COMMERCIAL | N96MSN1002122A**D | 100000 | 95% | Yes | 100 | 200 | 150 | 300 | 200 | 400 | 250 | 500
211779435 | ICP COMMERCIAL | N96MSN1002122A*D | 100000 | 95% | Yes | 100 | 200 | 150 | 300 | 200 | 400 | 250 | 500
211779219 | ICP COMMERCIAL | N96MSN0401712A* | 40000 | 96.7% | Yes | 100 | 200 | 200 | 400 | 200 | 400 | 250 | 500
211779228 | ICP COMMERCIAL | N96MSN0401712A**D | 40000 | 95% | Yes | 100 | 200 | 150 | 300 | 200 | 400 | 250 | 500
211779237 | ICP COMMERCIAL | N96MSN0401712A*D | 40000 | 95% | Yes | 100 | 200 | 150 | 300 | 200 | 400 | 250 | 500
211779246 | ICP COMMERCIAL | N96MSN0601412A | 60000 | 95% | Yes | 100 | 200 | 150 | 300 | 200 | 400 | 250 | 500
211779255 | ICP COMMERCIAL | N96MSN0601412A* | 60000 | 95% | Yes | 100 | 200 | 150 | 300 | 200 | 400 | 250 | 500
213683627 | ICP COMMERCIAL | G97CMN1202422B | 120000 | 97% | Yes | 100 | 200 | 200 | 400 | 200 | 400 | 250 | 500
213683635 | ICP COMMERCIAL | G97CMN1202422B*D | 120000 | 95% | Yes | 100 | 200 | 150 | 300 | 200 | 400 | 250 | 500
213683653 | ICP COMMERCIAL | G97CMN0802120B | 80000 | 97% | Yes | 100 | 200 | 200 | 400 | 200 | 400 | 250 | 500
213683661 | ICP COMMERCIAL | G97CMN0802120B*D | 80000 | 95% | Yes | 100 | 200 | 150 | 300 | 200 | 400 | 250 | 500
205645643 | ICP COMMERCIAL | N95ESU0401712A | 40000 | 95% | Yes | 100 | 200 | 150 | 300 | 200 | 400 | 250 | 500
212594983 | ICP COMMERCIAL | N96VSN0401410B | 40000 | 96% | Yes | 100 | 200 | 200 | 400 | 200 | 400 | 250 | 500
212594992 | ICP COMMERCIAL | N96VSN0401410B*D | 40000 | 95% | Yes | 100 | 200 | 150 | 300 | 200 | 400 | 250 | 500
212595001 | ICP COMMERCIAL | N96VSN0401712B | 40000 | 96.7% | Yes | 100 | 200 | 200 | 400 | 200 | 400 | 250 | 500
212595010 | ICP COMMERCIAL | N96VSN0401712B*D | 40000 | 95% | Yes | 100 | 200 | 150 | 300 | 200 | 400 | 250 | 500
211779444 | ICP COMMERCIAL | N96MSN1202422A | 120000 | 96.1% | Yes | 100 | 200 | 200 | 400 | 200 | 400 | 250 | 500
211779453 | ICP COMMERCIAL | N96MSN1202422A* | 120000 | 96.1% | Yes | 100 | 200 | 200 | 400 | 200 | 400 | 250 | 500
211779462 | ICP COMMERCIAL | N96MSN1202422A**D | 120000 | 95% | Yes | 100 | 200 | 150 | 300 | 200 | 400 | 250 | 500
211779471 | ICP COMMERCIAL | N96MSN1202422A*D | 120000 | 95% | Yes | 100 | 200 | 150 | 300 | 200 | 400 | 250 | 500
211779480 | ICP COMMERCIAL | N96MSN1402422A | 140000 | 95% | Yes | 100 | 200 | 150 | 300 | 200 | 400 | 250 | 500
211779264 | ICP COMMERCIAL | N96MSN0601412A**D | 60000 | 95% | Yes | 100 | 200 | 150 | 300 | 200 | 400 | 250 | 500
211779273 | ICP COMMERCIAL | N96MSN0601412A*D | 60000 | 95% | Yes | 100 | 200 | 150 | 300 | 200 | 400 | 250 | 500
211779282 | ICP COMMERCIAL | N96MSN0601716A | 60000 | 97% | Yes | 100 | 200 | 200 | 400 | 200 | 400 | 250 | 500
211779291 | ICP COMMERCIAL | N96MSN0601716A* | 60000 | 97% | Yes | 100 | 200 | 200 | 400 | 200 | 400 | 250 | 500
211779300 | ICP COMMERCIAL | N96MSN0601716A**D | 60000 | 95% | Yes | 100 | 200 | 150 | 300 | 200 | 400 | 250 | 500
212595062 | ICP COMMERCIAL | G96VTN0601412B | 60000 | 95% | Yes | 100 | 200 | 150 | 300 | 200 | 400 | 250 | 500
205822139 | ICP COMMERCIAL | N96VSN0601412A | 60000 | 95% | Yes | 100 | 200 | 150 | 300 | 200 | 400 | 250 | 500
205822150 | ICP COMMERCIAL | N96VSN0601412A*D | 60000 | 95% | Yes | 100 | 200 | 150 | 300 | 200 | 400 | 250 | 500
205822161 | ICP COMMERCIAL | N96VSN0601714A | 60000 | 96% | Yes | 100 | 200 | 200 | 400 | 200 | 400 | 250 | 500
205822172 | ICP COMMERCIAL | N96VSN0601714A*D | 60000 | 95% | Yes | 100 | 200 | 150 | 300 | 200 | 400 | 250 | 500
212595292 | ICP COMMERCIAL | G96VTN1002122B | 100000 | 96.2% | Yes | 100 | 200 | 200 | 400 | 200 | 400 | 250 | 500
212595299 | ICP COMMERCIAL | G96VTN1002122B*D | 100000 | 95% | Yes | 100 | 200 | 150 | 300 | 200 | 400 | 250 | 500
212595311 | ICP COMMERCIAL | N96VSN1002120B | 100000 | 96.3% | Yes | 100 | 200 | 200 | 400 | 200 | 400 | 250 | 500
212595320 | ICP COMMERCIAL | N96VSN1002120B*D | 100000 | 95% | Yes | 100 | 200 | 150 | 300 | 200 | 400 | 250 | 500
212595172 | ICP COMMERCIAL | G96VTN0801716B | 80000 | 96.2% | Yes | 100 | 200 | 200 | 400 | 200 | 400 | 250 | 500
212595179 | ICP COMMERCIAL | G96VTN0801716B*D | 80000 | 95% | Yes | 100 | 200 | 150 | 300 | 200 | 400 | 250 | 500
212595186 | ICP COMMERCIAL | G96VTN0802120B | 80000 | 96.7% | Yes | 100 | 200 | 200 | 400 | 200 | 400 | 250 | 500
212595193 | ICP COMMERCIAL | G96VTN0802120B*D | 80000 | 95% | Yes | 100 | 200 | 150 | 300 | 200 | 400 | 250 | 500
211779001 | ICP COMMERCIAL | N92MSN1202420A* | 120000 | 92.1% | Yes | 100 | 200 | 100 | 200 | 200 | 400 | 250 | 500
213683587 | ICP COMMERCIAL | G97CMN0602120B*D | 61000 | 96.7% | Yes | 100 | 200 | 200 | 400 | 200 | 400 | 250 | 500
213683595 | ICP COMMERCIAL | G97CMN0801714B | 80000 | 97% | Yes | 100 | 200 | 200 | 400 | 200 | 400 | 250 | 500
213683603 | ICP COMMERCIAL | G97CMN0801714B*D | 80000 | 95% | Yes | 100 | 200 | 150 | 300 | 200 | 400 | 250 | 500
213683611 | ICP COMMERCIAL | G97CMN1002122B | 100000 | 97% | Yes | 100 | 200 | 200 | 400 | 200 | 400 | 250 | 500
213683619 | ICP COMMERCIAL | G97CMN1002122B*D | 100000 | 95% | Yes | 100 | 200 | 150 | 300 | 200 | 400 | 250 | 500
211780732 | ICP COMMERCIAL | N96MSN0801716A | 80000 | 97% | Yes | 100 | 200 | 200 | 400 | 200 | 400 | 250 | 500
211780741 | ICP COMMERCIAL | N96MSN0801716A* | 80000 | 97% | Yes | 100 | 200 | 200 | 400 | 200 | 400 | 250 | 500
205822183 | ICP COMMERCIAL | N96VSN0801716A | 80000 | 96% | Yes | 100 | 200 | 200 | 400 | 200 | 400 | 250 | 500
205822194 | ICP COMMERCIAL | N96VSN0801716A*D | 80000 | 95% | Yes | 100 | 200 | 150 | 300 | 200 | 400 | 250 | 500
205822205 | ICP COMMERCIAL | N96VSN0802120A | 80000 | 96% | Yes | 100 | 200 | 200 | 400 | 200 | 400 | 250 | 500
205822216 | ICP COMMERCIAL | N96VSN0802120A*D | 80000 | 95% | Yes | 100 | 200 | 150 | 300 | 200 | 400 | 250 | 500
212595352 | ICP COMMERCIAL | G96VTN1202422B | 120000 | 96.7% | Yes | 100 | 200 | 200 | 400 | 200 | 400 | 250 | 500
212595359 | ICP COMMERCIAL | G96VTN1202422B*D | 120000 | 95% | Yes | 100 | 200 | 150 | 300 | 200 | 400 | 250 | 500
212595369 | ICP COMMERCIAL | N96VSN1202422B | 120000 | 96.1% | Yes | 100 | 200 | 200 | 400 | 200 | 400 | 250 | 500
212595378 | ICP COMMERCIAL | N96VSN1202422B*D | 120000 | 95% | Yes | 100 | 200 | 150 | 300 | 200 | 400 | 250 | 500
211779489 | ICP COMMERCIAL | N96MSN1402422A*D | 140000 | 95% | Yes | 100 | 200 | 150 | 300 | 200 | 400 | 250 | 500
211779354 | ICP COMMERCIAL | N96MSN0802120A**D | 80000 | 95% | Yes | 100 | 200 | 150 | 300 | 200 | 400 | 250 | 500
211779363 | ICP COMMERCIAL | N96MSN0802120A*D | 80000 | 95% | Yes | 100 | 200 | 150 | 300 | 200 | 400 | 250 | 500
211779372 | ICP COMMERCIAL | N96MSN1002120A | 100000 | 96.3% | Yes | 100 | 200 | 200 | 400 | 200 | 400 | 250 | 500
211779381 | ICP COMMERCIAL | N96MSN1002120A* | 100000 | 96.3% | Yes | 100 | 200 | 200 | 400 | 200 | 400 | 250 | 500
211779390 | ICP COMMERCIAL | N96MSN1002120A**D | 100000 | 95% | Yes | 100 | 200 | 150 | 300 | 200 | 400 | 250 | 500
211778911 | ICP COMMERCIAL | N92MSN0601714A* | 60000 | 92.1% | Yes | 100 | 200 | 100 | 200 | 200 | 400 | 250 | 500
211779309 | ICP COMMERCIAL | N96MSN0601716A*D | 60000 | 95% | Yes | 100 | 200 | 150 | 300 | 200 | 400 | 250 | 500
211779318 | ICP COMMERCIAL | N96MSN0801716A**D | 80000 | 95% | Yes | 100 | 200 | 150 | 300 | 200 | 400 | 250 | 500
211779327 | ICP COMMERCIAL | N96MSN0801716A*D | 80000 | 95% | Yes | 100 | 200 | 150 | 300 | 200 | 400 | 250 | 500
211779336 | ICP COMMERCIAL | N96MSN0802120A | 80000 | 97% | Yes | 100 | 200 | 200 | 400 | 200 | 400 | 250 | 500
211779345 | ICP COMMERCIAL | N96MSN0802120A* | 80000 | 97% | Yes | 100 | 200 | 200 | 400 | 200 | 400 | 250 | 500
201703154 | INTERTHERM | FG7SC 038D-23A | 38000 | 92.1% | No | 100 | 200 | 0 | 0 | 100 | 200 | 250 | 500
201713027 | INTERTHERM | FG7SC 038D-23A* | 38000 | 92.1% | No | 100 | 200 | 0 | 0 | 100 | 200 | 250 | 500
201713153 | INTERTHERM | FG7SD 038D-24B* | 38000 | 95% | No | 100 | 200 | 0 | 0 | 100 | 200 | 250 | 500
201703280 | INTERTHERM | FG7SD 038D-24B | 38000 | 95% | No | 100 | 200 | 0 | 0 | 100 | 200 | 250 | 500
201713441 | INTERTHERM | FG7SL 054D-24B* | 54000 | 92.1% | No | 100 | 200 | 0 | 0 | 100 | 200 | 250 | 500
201703957 | INTERTHERM | M4RC 054D-24B | 54000 | 92.1% | No | 100 | 200 | 0 | 0 | 100 | 200 | 250 | 500
201703172 | INTERTHERM | FG7SC 054D-24B | 54000 | 92.1% | No | 100 | 200 | 0 | 0 | 100 | 200 | 250 | 500
201713001 | INTERTHERM | M4RC 054D-24B* | 54000 | 92.1% | No | 100 | 200 | 0 | 0 | 100 | 200 | 250 | 500
201713045 | INTERTHERM | FG7SC 054D-24B* | 54000 | 92.1% | No | 100 | 200 | 0 | 0 | 100 | 200 | 250 | 500
201703478 | INTERTHERM | FG7SL 054D-24B | 54000 | 92.1% | No | 100 | 200 | 0 | 0 | 100 | 200 | 250 | 500
201713207 | INTERTHERM | FG7SD 072D-35C* | 72000 | 95% | No | 100 | 200 | 0 | 0 | 100 | 200 | 250 | 500
201703316 | INTERTHERM | FG7SD 072D-35C | 72000 | 95% | No | 100 | 200 | 0 | 0 | 100 | 200 | 250 | 500
201703962 | INTERTHERM | M4RC 072D-35C | 72000 | 92.1% | No | 100 | 200 | 0 | 0 | 100 | 200 | 250 | 500
201703190 | INTERTHERM | FG7SC 072D-24B | 72000 | 92.1% | No | 100 | 200 | 0 | 0 | 100 | 200 | 250 | 500
201703208 | INTERTHERM | FG7SC 072D-35C | 72000 | 92.1% | No | 100 | 200 | 0 | 0 | 100 | 200 | 250 | 500
201713006 | INTERTHERM | M4RC 072D-35C* | 72000 | 92.1% | No | 100 | 200 | 0 | 0 | 100 | 200 | 250 | 500
201703496 | INTERTHERM | FG7SL 072D-24B | 72000 | 92.1% | No | 100 | 200 | 0 | 0 | 100 | 200 | 250 | 500
201713063 | INTERTHERM | FG7SC 072D-24B* | 72000 | 92.1% | No | 100 | 200 | 0 | 0 | 100 | 200 | 250 | 500
201713081 | INTERTHERM | FG7SC 072D-35C* | 72000 | 92.1% | No | 100 | 200 | 0 | 0 | 100 | 200 | 250 | 500
201703992 | INTERTHERM | M7RL 045A *** | 45000 | 95.1% | No | 100 | 200 | 0 | 0 | 100 | 200 | 250 | 500
201702951 | INTERTHERM | CMF95 045 | 45000 | 95.1% | No | 100 | 200 | 0 | 0 | 100 | 200 | 250 | 500
201713513 | INTERTHERM | FG7SM 054D-24B* | 54000 | 95% | No | 100 | 200 | 0 | 0 | 100 | 200 | 250 | 500
201713189 | INTERTHERM | FG7SD 054D-24B* | 54000 | 95% | No | 100 | 200 | 0 | 0 | 100 | 200 | 250 | 500
201703298 | INTERTHERM | FG7SD 054D-24B | 54000 | 95% | No | 100 | 200 | 0 | 0 | 100 | 200 | 250 | 500
201703550 | INTERTHERM | FG7SM 054D-24B | 54000 | 95% | No | 100 | 200 | 0 | 0 | 100 | 200 | 250 | 500
201713477 | INTERTHERM | FG7SL 090D-35C* | 90000 | 92.1% | No | 100 | 200 | 0 | 0 | 100 | 200 | 250 | 500
201713099 | INTERTHERM | FG7SC 090D-35C* | 90000 | 92.1% | No | 100 | 200 | 0 | 0 | 100 | 200 | 250 | 500
201713011 | INTERTHERM | M4RC 090D-35C* | 90000 | 92.1% | No | 100 | 200 | 0 | 0 | 100 | 200 | 250 | 500
201713459 | INTERTHERM | FG7SL 072D-24B* | 72000 | 92.1% | No | 100 | 200 | 0 | 0 | 100 | 200 | 250 | 500
201703568 | INTERTHERM | FG7SM 072D-35C | 72000 | 95% | No | 100 | 200 | 0 | 0 | 100 | 200 | 250 | 500
201713531 | INTERTHERM | FG7SM 072D-35C* | 72000 | 95% | No | 100 | 200 | 0 | 0 | 100 | 200 | 250 | 500
201703997 | INTERTHERM | M7RL 060A *** | 60000 | 95.1% | No | 100 | 200 | 0 | 0 | 100 | 200 | 250 | 500
201704002 | INTERTHERM | M7RL 072A *** | 72000 | 95.1% | No | 100 | 200 | 0 | 0 | 100 | 200 | 250 | 500
201702956 | INTERTHERM | CMF95 072 | 72000 | 95.1% | No | 100 | 200 | 0 | 0 | 100 | 200 | 250 | 500
201703967 | INTERTHERM | M4RC 090D-35C | 90000 | 92.1% | No | 100 | 200 | 0 | 0 | 100 | 200 | 250 | 500
201703977 | INTERTHERM | M4RL 090D-35C | 90000 | 92.1% | No | 100 | 200 | 0 | 0 | 100 | 200 | 250 | 500
201703226 | INTERTHERM | FG7SC 090D-35C | 90000 | 92.1% | No | 100 | 200 | 0 | 0 | 100 | 200 | 250 | 500
201713021 | INTERTHERM | M4RL 090D-35C* | 90000 | 92.1% | No | 100 | 200 | 0 | 0 | 100 | 200 | 250 | 500
201703514 | INTERTHERM | FG7SL 090D-35C | 90000 | 92.1% | No | 100 | 200 | 0 | 0 | 100 | 200 | 250 | 500
201703586 | INTERTHERM | FG7SM 090D-35C | 90000 | 95% | No | 100 | 200 | 0 | 0 | 100 | 200 | 250 | 500
201713549 | INTERTHERM | FG7SM 090D-35C* | 90000 | 95% | No | 100 | 200 | 0 | 0 | 100 | 200 | 250 | 500
201713243 | INTERTHERM | FG7SD 090D-35C* | 90000 | 95% | No | 100 | 200 | 0 | 0 | 100 | 200 | 250 | 500
201703334 | INTERTHERM | FG7SD 090D-35C | 90000 | 95% | No | 100 | 200 | 0 | 0 | 100 | 200 | 250 | 500
201703972 | INTERTHERM | M4RC 108D-45D | 108000 | 92.1% | No | 100 | 200 | 0 | 0 | 100 | 200 | 250 | 500
201713117 | INTERTHERM | FG7SC 108D-45D* | 108000 | 92.1% | No | 100 | 200 | 0 | 0 | 100 | 200 | 250 | 500
201703244 | INTERTHERM | FG7SC 108D-45D | 108000 | 92.1% | No | 100 | 200 | 0 | 0 | 100 | 200 | 250 | 500
201713016 | INTERTHERM | M4RC 108D-45D* | 108000 | 92.1% | No | 100 | 200 | 0 | 0 | 100 | 200 | 250 | 500
201703352 | INTERTHERM | FG7SD 108D-45D | 108000 | 95% | No | 100 | 200 | 0 | 0 | 100 | 200 | 250 | 500
201713297 | INTERTHERM | FG7SD 108D-45D* | 108000 | 95% | No | 100 | 200 | 0 | 0 | 100 | 200 | 250 | 500
201703604 | INTERTHERM | FG7SM 118D-45D | 118000 | 95% | No | 100 | 200 | 0 | 0 | 100 | 200 | 250 | 500
201713567 | INTERTHERM | FG7SM 118D-45D* | 118000 | 95% | No | 100 | 200 | 0 | 0 | 100 | 200 | 250 | 500
201713495 | INTERTHERM | FG7SL 120D-45D* | 120000 | 92.1% | No | 100 | 200 | 0 | 0 | 100 | 200 | 250 | 500
201713135 | INTERTHERM | FG7SC 120D-45D* | 120000 | 92.1% | No | 100 | 200 | 0 | 0 | 100 | 200 | 250 | 500
201703262 | INTERTHERM | FG7SC 120D-45D | 120000 | 92.1% | No | 100 | 200 | 0 | 0 | 100 | 200 | 250 | 500
201703532 | INTERTHERM | FG7SL 120D-45D | 120000 | 92.1% | No | 100 | 200 | 0 | 0 | 100 | 200 | 250 | 500
201713333 | INTERTHERM | FG7SD 120D-45D* | 120000 | 95% | No | 100 | 200 | 0 | 0 | 100 | 200 | 250 | 500
201703370 | INTERTHERM | FG7SD 120D-45D | 120000 | 95% | No | 100 | 200 | 0 | 0 | 100 | 200 | 250 | 500
205126717 | INTERTHERM | MG3P-054U1AAB* | 54000 | 92.1% | Yes | 100 | 200 | 100 | 200 | 200 | 400 | 250 | 500
205126718 | INTERTHERM | MG3P-054U1*AB* | 54000 | 92.1% | Yes | 100 | 200 | 100 | 200 | 200 | 400 | 250 | 500
205234685 | INTERTHERM | MG3P-108U1*AD* | 108000 | 92.1% | Yes | 100 | 200 | 100 | 200 | 200 | 400 | 250 | 500
205234677 | INTERTHERM | MG3P-072U1*AC* | 72000 | 92.1% | Yes | 100 | 200 | 100 | 200 | 200 | 400 | 250 | 500
205234673 | INTERTHERM | MG3P-072U1AAC* | 72000 | 92.1% | Yes | 100 | 200 | 100 | 200 | 200 | 400 | 250 | 500
204747327 | INTERTHERM | FG7SC-054D-T24B* | 54000 | 92% | Yes | 100 | 200 | 100 | 200 | 200 | 400 | 250 | 500
205126719 | INTERTHERM | MG3P-090U1AAC* | 90000 | 92.1% | Yes | 100 | 200 | 100 | 200 | 200 | 400 | 250 | 500
205126720 | INTERTHERM | MG3P-090U1*AC* | 90000 | 92.1% | Yes | 100 | 200 | 100 | 200 | 200 | 400 | 250 | 500
205234681 | INTERTHERM | MG3P-108U1AAD* | 108000 | 92.1% | Yes | 100 | 200 | 100 | 200 | 200 | 400 | 250 | 500
205287721 | INTERTHERM | CMF95-045T-PG | 45000 | 95% | Yes | 100 | 200 | 150 | 300 | 200 | 400 | 250 | 500
204600195 | INTERTHERM | MG2R-045F1A*M* | 45000 | 95.1% | Yes | 100 | 200 | 150 | 300 | 200 | 400 | 250 | 500
204600213 | INTERTHERM | MG2R-045T1A*M* | 45000 | 95.1% | Yes | 100 | 200 | 150 | 300 | 200 | 400 | 250 | 500
204600229 | INTERTHERM | MG2R-045F1**M* | 45000 | 95.1% | Yes | 100 | 200 | 150 | 300 | 200 | 400 | 250 | 500
204600245 | INTERTHERM | MG2R-045T1**M* | 45000 | 95.1% | Yes | 100 | 200 | 150 | 300 | 200 | 400 | 250 | 500
201706205 | INTERTHERM | M7TL 045A *** | 45000 | 95.1% | Yes | 100 | 200 | 150 | 300 | 200 | 400 | 250 | 500
201713783 | INTERTHERM | FG7SD 038D-23EB* | 38000 | 95% | Yes | 100 | 200 | 150 | 300 | 200 | 400 | 250 | 500
204037040 | INTERTHERM | FG7TC-060*-V24B1 | 60000 | 95% | Yes | 100 | 200 | 150 | 300 | 200 | 400 | 250 | 500
201703730 | INTERTHERM | FG7TC 060*-*B* | 60000 | 95.1% | Yes | 100 | 200 | 150 | 300 | 200 | 400 | 250 | 500
204600202 | INTERTHERM | MG2R-060F1A*M* | 60000 | 95.1% | Yes | 100 | 200 | 150 | 300 | 200 | 400 | 250 | 500
204600218 | INTERTHERM | MG2R-060T1A*M* | 60000 | 95.1% | Yes | 100 | 200 | 150 | 300 | 200 | 400 | 250 | 500
204600234 | INTERTHERM | MG2R-060F1**M* | 60000 | 95.1% | Yes | 100 | 200 | 150 | 300 | 200 | 400 | 250 | 500
204600250 | INTERTHERM | MG2R-060T1**M* | 60000 | 95.1% | Yes | 100 | 200 | 150 | 300 | 200 | 400 | 250 | 500
201710367 | INTERTHERM | G7TC 060*-24B* | 60000 | 95.1% | Yes | 100 | 200 | 150 | 300 | 200 | 400 | 250 | 500
201706209 | INTERTHERM | M7TL 060A *** | 60000 | 95.1% | Yes | 100 | 200 | 150 | 300 | 200 | 400 | 250 | 500
204036817 | INTERTHERM | FG7TC-060D-V24B1 | 60000 | 95% | Yes | 100 | 200 | 150 | 300 | 200 | 400 | 250 | 500
201713225 | INTERTHERM | FG7SD 072D-35EC* | 72000 | 95% | Yes | 100 | 200 | 150 | 300 | 200 | 400 | 250 | 500
201711708 | INTERTHERM | FG7SD 072D-35EC | 72000 | 95% | Yes | 100 | 200 | 150 | 300 | 200 | 400 | 250 | 500
205287725 | INTERTHERM | CMF95-072T-PG | 72000 | 95% | Yes | 100 | 200 | 150 | 300 | 200 | 400 | 250 | 500
204600207 | INTERTHERM | MG2R-072F1A*M* | 72000 | 95.1% | Yes | 100 | 200 | 150 | 300 | 200 | 400 | 250 | 500
204600224 | INTERTHERM | MG2R-072T1A*M* | 72000 | 95.1% | Yes | 100 | 200 | 150 | 300 | 200 | 400 | 250 | 500
204600239 | INTERTHERM | MG2R-072F1**M* | 72000 | 95.1% | Yes | 100 | 200 | 150 | 300 | 200 | 400 | 250 | 500
204600255 | INTERTHERM | MG2R-072T1**M* | 72000 | 95.1% | Yes | 100 | 200 | 150 | 300 | 200 | 400 | 250 | 500
201706213 | INTERTHERM | M7TL 072A *** | 72000 | 95.1% | Yes | 100 | 200 | 150 | 300 | 200 | 400 | 250 | 500
204037046 | INTERTHERM | FG7TC-080*-V35C1 | 80000 | 95% | Yes | 100 | 200 | 150 | 300 | 200 | 400 | 250 | 500
204036832 | INTERTHERM | FG7TC-080D-V35C1 | 80000 | 95% | Yes | 100 | 200 | 150 | 300 | 200 | 400 | 250 | 500
201703748 | INTERTHERM | FG7TC 080*-*C* | 80000 | 95.1% | Yes | 100 | 200 | 150 | 300 | 200 | 400 | 250 | 500
201710385 | INTERTHERM | G7TC 080*-35C* | 80000 | 95.1% | Yes | 100 | 200 | 150 | 300 | 200 | 400 | 250 | 500
201711726 | INTERTHERM | FG7SD 090D-35EC | 90000 | 95% | Yes | 100 | 200 | 150 | 300 | 200 | 400 | 250 | 500
201713261 | INTERTHERM | FG7SD 090D-35EC* | 90000 | 95% | Yes | 100 | 200 | 150 | 300 | 200 | 400 | 250 | 500
201711690 | INTERTHERM | FG7SD 054D-23EB | 54000 | 95% | Yes | 100 | 200 | 150 | 300 | 200 | 400 | 250 | 500
201713171 | INTERTHERM | FG7SD 054D-23EB* | 54000 | 95% | Yes | 100 | 200 | 150 | 300 | 200 | 400 | 250 | 500
204036847 | INTERTHERM | FG7TC-100D-V35C1 | 100000 | 95% | Yes | 100 | 200 | 150 | 300 | 200 | 400 | 250 | 500
204037052 | INTERTHERM | FG7TC-100*-V35C1 | 100000 | 95% | Yes | 100 | 200 | 150 | 300 | 200 | 400 | 250 | 500
201704032 | INTERTHERM | FG7TC 100*-*C* | 100000 | 95.1% | Yes | 100 | 200 | 150 | 300 | 200 | 400 | 250 | 500
201710403 | INTERTHERM | G7TC 100*-35C* | 100000 | 95.1% | Yes | 100 | 200 | 150 | 300 | 200 | 400 | 250 | 500
201711744 | INTERTHERM | FG7SD 108D-35ED | 108000 | 95% | Yes | 100 | 200 | 150 | 300 | 200 | 400 | 250 | 500
201713279 | INTERTHERM | FG7SD 108D-35ED* | 108000 | 95% | Yes | 100 | 200 | 150 | 300 | 200 | 400 | 250 | 500
201711762 | INTERTHERM | FG7SD 120D-35ED | 120000 | 94.3% | Yes | 100 | 200 | 150 | 300 | 200 | 400 | 250 | 500
201713315 | INTERTHERM | FG7SD 120D-35ED* | 120000 | 94.3% | Yes | 100 | 200 | 150 | 300 | 200 | 400 | 250 | 500
201703766 | INTERTHERM | FG7TC 120*-*D* | 120000 | 95.1% | Yes | 100 | 200 | 150 | 300 | 200 | 400 | 250 | 500
201710421 | INTERTHERM | G7TC 120*-45D* | 120000 | 95.1% | Yes | 100 | 200 | 150 | 300 | 200 | 400 | 250 | 500
203053448 | INTERTHERM | MG2S-045F2ABM* | 45000 | 96% | Yes | 100 | 200 | 200 | 400 | 200 | 400 | 250 | 500
203053449 | INTERTHERM | MG2S-045T2ABM* | 45000 | 96% | Yes | 100 | 200 | 200 | 400 | 200 | 400 | 250 | 500
204014425 | INTERTHERM | MG2S-045F2*BM* | 45000 | 96% | Yes | 100 | 200 | 200 | 400 | 200 | 400 | 250 | 500
204014426 | INTERTHERM | MG2S-045T2*BM* | 45000 | 96% | Yes | 100 | 200 | 200 | 400 | 200 | 400 | 250 | 500
203053453 | INTERTHERM | MG2S-072F2ABM* | 72000 | 96% | Yes | 100 | 200 | 200 | 400 | 200 | 400 | 250 | 500
203053455 | INTERTHERM | MG2S-072T2ABM* | 72000 | 96% | Yes | 100 | 200 | 200 | 400 | 200 | 400 | 250 | 500
204014429 | INTERTHERM | MG2S-072F2*BM* | 72000 | 96% | Yes | 100 | 200 | 200 | 400 | 200 | 400 | 250 | 500
204014430 | INTERTHERM | MG2S-072T2*BM* | 72000 | 96% | Yes | 100 | 200 | 200 | 400 | 200 | 400 | 250 | 500
204036940 | INTERTHERM | FG7TN-080D-V35C1 | 80000 | 96% | Yes | 100 | 200 | 200 | 400 | 200 | 400 | 250 | 500
202329978 | INTERTHERM | FG7TN 080D-35C* | 80000 | 96% | Yes | 100 | 200 | 200 | 400 | 200 | 400 | 250 | 500
202329984 | INTERTHERM | FG7TN 080D-VC* | 80000 | 96% | Yes | 100 | 200 | 200 | 400 | 200 | 400 | 250 | 500
201713842 | INTERTHERM | FG7TN 080*-*C* | 80000 | 96% | Yes | 100 | 200 | 200 | 400 | 200 | 400 | 250 | 500
201713860 | INTERTHERM | FG7TN 080*-VC* | 80000 | 96% | Yes | 100 | 200 | 200 | 400 | 200 | 400 | 250 | 500
201714758 | INTERTHERM | FG7TE 080*-*C* | 80000 | 96% | Yes | 100 | 200 | 200 | 400 | 200 | 400 | 250 | 500
201714776 | INTERTHERM | FG7TE 080*-VC* | 80000 | 96% | Yes | 100 | 200 | 200 | 400 | 200 | 400 | 250 | 500
202329990 | INTERTHERM | FG7TN 100D-35C* | 100000 | 96% | Yes | 100 | 200 | 200 | 400 | 200 | 400 | 250 | 500
202329996 | INTERTHERM | FG7TN 100D-VC* | 100000 | 96% | Yes | 100 | 200 | 200 | 400 | 200 | 400 | 250 | 500
201714794 | INTERTHERM | FG7TE 100*-VC* | 100000 | 96% | Yes | 100 | 200 | 200 | 400 | 200 | 400 | 250 | 500
201713878 | INTERTHERM | FG7TN 100*-*C* | 100000 | 96% | Yes | 100 | 200 | 200 | 400 | 200 | 400 | 250 | 500
201713896 | INTERTHERM | FG7TN 100*-VC* | 100000 | 96% | Yes | 100 | 200 | 200 | 400 | 200 | 400 | 250 | 500
201714004 | INTERTHERM | FG7TE 100*-*C* | 100000 | 96% | Yes | 100 | 200 | 200 | 400 | 200 | 400 | 250 | 500
204036961 | INTERTHERM | FG7TN-115D-V45C1 | 115000 | 96% | Yes | 100 | 200 | 200 | 400 | 200 | 400 | 250 | 500
202330002 | INTERTHERM | FG7TN 115D-45D* | 115000 | 96% | Yes | 100 | 200 | 200 | 400 | 200 | 400 | 250 | 500
202330008 | INTERTHERM | FG7TN 115D-VD* | 115000 | 96% | Yes | 100 | 200 | 200 | 400 | 200 | 400 | 250 | 500
201713914 | INTERTHERM | FG7TE 115*-*D* | 115000 | 96% | Yes | 100 | 200 | 200 | 400 | 200 | 400 | 250 | 500
201713932 | INTERTHERM | FG7TE 115*-VD* | 115000 | 96% | Yes | 100 | 200 | 200 | 400 | 200 | 400 | 250 | 500
201713950 | INTERTHERM | FG7TN 115*-*D* | 115000 | 96% | Yes | 100 | 200 | 200 | 400 | 200 | 400 | 250 | 500
201713968 | INTERTHERM | FG7TN 115*-VD* | 115000 | 96% | Yes | 100 | 200 | 200 | 400 | 200 | 400 | 250 | 500
203053451 | INTERTHERM | MG2S-060F2ABM* | 60000 | 96% | Yes | 100 | 200 | 200 | 400 | 200 | 400 | 250 | 500
203053452 | INTERTHERM | MG2S-060T2ABM* | 60000 | 96% | Yes | 100 | 200 | 200 | 400 | 200 | 400 | 250 | 500
204036993 | INTERTHERM | FG7TN-060D-V24B1 | 60000 | 96% | Yes | 100 | 200 | 200 | 400 | 200 | 400 | 250 | 500
202329966 | INTERTHERM | FG7TN 060D-24B* | 60000 | 96% | Yes | 100 | 200 | 200 | 400 | 200 | 400 | 250 | 500
202329972 | INTERTHERM | FG7TN 060D-VB* | 60000 | 96% | Yes | 100 | 200 | 200 | 400 | 200 | 400 | 250 | 500
201713824 | INTERTHERM | FG7TE 060*-*B* | 60000 | 96% | Yes | 100 | 200 | 200 | 400 | 200 | 400 | 250 | 500
201714812 | INTERTHERM | FG7TN 060*-*B* | 60000 | 96% | Yes | 100 | 200 | 200 | 400 | 200 | 400 | 250 | 500
201714830 | INTERTHERM | FG7TN 060*-VB* | 60000 | 96% | Yes | 100 | 200 | 200 | 400 | 200 | 400 | 250 | 500
201713986 | INTERTHERM | FG7TE 060*-VB* | 60000 | 96% | Yes | 100 | 200 | 200 | 400 | 200 | 400 | 250 | 500
204014427 | INTERTHERM | MG2S-060F2*BM* | 60000 | 96% | Yes | 100 | 200 | 200 | 400 | 200 | 400 | 250 | 500
204014428 | INTERTHERM | MG2S-060T2*BM* | 60000 | 96% | Yes | 100 | 200 | 200 | 400 | 200 | 400 | 250 | 500
207456156 | INTERTHERM | FG7TN-080D-V35CP | 80000 | 96% | Yes | 100 | 200 | 200 | 400 | 200 | 400 | 250 | 500
207456172 | INTERTHERM | FG7TN-115D-V45CP | 115000 | 96% | Yes | 100 | 200 | 200 | 400 | 200 | 400 | 250 | 500
207456089 | INTERTHERM | MG3S-080T2AACP | 80000 | 96% | Yes | 100 | 200 | 200 | 400 | 200 | 400 | 250 | 500
207456093 | INTERTHERM | MG3S-080T2*ACP | 80000 | 96% | Yes | 100 | 200 | 200 | 400 | 200 | 400 | 250 | 500
207456113 | INTERTHERM | FG7TC-060D-V24BP | 60000 | 95% | Yes | 100 | 200 | 150 | 300 | 200 | 400 | 250 | 500
207456123 | INTERTHERM | FG7TC-080D-V35CP | 80000 | 95% | Yes | 100 | 200 | 150 | 300 | 200 | 400 | 250 | 500
207456133 | INTERTHERM | FG7TC-100D-V35CP | 100000 | 95% | Yes | 100 | 200 | 150 | 300 | 200 | 400 | 250 | 500
207456026 | INTERTHERM | CMF95-045T-PGP | 45000 | 95% | Yes | 100 | 200 | 150 | 300 | 200 | 400 | 250 | 500
207456030 | INTERTHERM | CMF95-072T-PGP | 72000 | 95% | Yes | 100 | 200 | 150 | 300 | 200 | 400 | 250 | 500
207456197 | INTERTHERM | FG7TN-060D-V24BP | 60000 | 96% | Yes | 100 | 200 | 200 | 400 | 200 | 400 | 250 | 500
205962955 | INTERTHERM | MG3S-080T2AAC1 | 80000 | 96% | Yes | 100 | 200 | 200 | 400 | 200 | 400 | 250 | 500
209430522 | INTERTHERM | R104HD-X24K060C | 60000 | 95% | Yes | 100 | 200 | 150 | 300 | 200 | 400 | 250 | 500
209430523 | INTERTHERM | R104HD-X30K060C | 60000 | 95% | Yes | 100 | 200 | 150 | 300 | 200 | 400 | 250 | 500
209430524 | INTERTHERM | R104HD-X36K080C | 80000 | 95% | Yes | 100 | 200 | 150 | 300 | 200 | 400 | 250 | 500
209430525 | INTERTHERM | R104HD-X42K080C | 80000 | 95% | Yes | 100 | 200 | 150 | 300 | 200 | 400 | 250 | 500
209430526 | INTERTHERM | R104HD-X48K096C | 96000 | 95% | Yes | 100 | 200 | 150 | 300 | 200 | 400 | 250 | 500
209430527 | INTERTHERM | R104HD-X60K096C | 96000 | 95% | Yes | 100 | 200 | 150 | 300 | 200 | 400 | 250 | 500
210586018 | INTERTHERM | CMF95-045T-PG2 | 45000 | 95% | Yes | 100 | 200 | 150 | 300 | 200 | 400 | 250 | 500
210586022 | INTERTHERM | CMF95-072T-PG2 | 72000 | 95% | Yes | 100 | 200 | 150 | 300 | 200 | 400 | 250 | 500
212509347 | JOHNSON CONTROLS | TM9E026A08MP12 | 26000 | 96% | Yes | 100 | 200 | 200 | 400 | 200 | 400 | 250 | 500
201707503 | KEEPRITE | N9MSB0401410C | 40000 | 92.1% | No | 100 | 200 | 0 | 0 | 100 | 200 | 250 | 500
201707513 | KEEPRITE | N9MSB0401712C | 40000 | 92.1% | No | 100 | 200 | 0 | 0 | 100 | 200 | 250 | 500
201712094 | KEEPRITE | N9MSE0261408A*D | 26000 | 95% | No | 100 | 200 | 0 | 0 | 100 | 200 | 250 | 500
201710571 | KEEPRITE | N9MSE0261408A | 26000 | 96% | No | 100 | 200 | 0 | 0 | 100 | 200 | 250 | 500
201712867 | KEEPRITE | N9MSB0802120C** | 80000 | 92.1% | No | 100 | 200 | 0 | 0 | 100 | 200 | 250 | 500
201706020 | KEEPRITE | N9MSB0801716B | 80000 | 92.1% | No | 100 | 200 | 0 | 0 | 100 | 200 | 250 | 500
201707523 | KEEPRITE | N9MSB0601412C | 60000 | 92.1% | No | 100 | 200 | 0 | 0 | 100 | 200 | 250 | 500
201712847 | KEEPRITE | N9MSB0601412C** | 60000 | 92.1% | No | 100 | 200 | 0 | 0 | 100 | 200 | 250 | 500
201712857 | KEEPRITE | N9MSB0601716C** | 60000 | 92.1% | No | 100 | 200 | 0 | 0 | 100 | 200 | 250 | 500
201712144 | KEEPRITE | N9MSE0801716A*D | 80000 | 95% | No | 100 | 200 | 0 | 0 | 100 | 200 | 250 | 500
201712154 | KEEPRITE | N9MSE0802120A*D | 80000 | 95% | No | 100 | 200 | 0 | 0 | 100 | 200 | 250 | 500
201712124 | KEEPRITE | N9MSE0601410A*D | 60000 | 95% | No | 100 | 200 | 0 | 0 | 100 | 200 | 250 | 500
201712134 | KEEPRITE | N9MSE0601714A*D | 60000 | 95% | No | 100 | 200 | 0 | 0 | 100 | 200 | 250 | 500
201712827 | KEEPRITE | N9MSB0401410C** | 40000 | 92.1% | No | 100 | 200 | 0 | 0 | 100 | 200 | 250 | 500
201712104 | KEEPRITE | N9MSE0401410A*D | 40000 | 95% | No | 100 | 200 | 0 | 0 | 100 | 200 | 250 | 500
201702405 | KEEPRITE | N9MSE0601410A | 60000 | 95.5% | No | 100 | 200 | 0 | 0 | 100 | 200 | 250 | 500
201712497 | KEEPRITE | N9MSE0601410A** | 60000 | 95.5% | No | 100 | 200 | 0 | 0 | 100 | 200 | 250 | 500
201702415 | KEEPRITE | N9MSE0601714A | 60000 | 96% | No | 100 | 200 | 0 | 0 | 100 | 200 | 250 | 500
201712507 | KEEPRITE | N9MSE0601714A** | 60000 | 96% | No | 100 | 200 | 0 | 0 | 100 | 200 | 250 | 500
201712577 | KEEPRITE | N9MSE0401712A**D | 40000 | 95% | No | 100 | 200 | 0 | 0 | 100 | 200 | 250 | 500
201712837 | KEEPRITE | N9MSB0401712C** | 40000 | 92.1% | No | 100 | 200 | 0 | 0 | 100 | 200 | 250 | 500
201712877 | KEEPRITE | N9MSB1002116C** | 100000 | 92.1% | No | 100 | 200 | 0 | 0 | 100 | 200 | 250 | 500
201707533 | KEEPRITE | N9MSB0601716C | 60000 | 92.1% | No | 100 | 200 | 0 | 0 | 100 | 200 | 250 | 500
201707553 | KEEPRITE | N9MSB0802120C | 80000 | 92.1% | No | 100 | 200 | 0 | 0 | 100 | 200 | 250 | 500
201712817 | KEEPRITE | N9MSB0801716B** | 80000 | 92.1% | No | 100 | 200 | 0 | 0 | 100 | 200 | 250 | 500
201707583 | KEEPRITE | N9MSB1202420C | 120000 | 92.1% | No | 100 | 200 | 0 | 0 | 100 | 200 | 250 | 500
201712897 | KEEPRITE | N9MSB1202420C** | 120000 | 92.1% | No | 100 | 200 | 0 | 0 | 100 | 200 | 250 | 500
201712587 | KEEPRITE | N9MSE0601410A**D | 60000 | 95% | No | 100 | 200 | 0 | 0 | 100 | 200 | 250 | 500
201712597 | KEEPRITE | N9MSE0601714A**D | 60000 | 95% | No | 100 | 200 | 0 | 0 | 100 | 200 | 250 | 500
201707563 | KEEPRITE | N9MSB1002116C | 100000 | 92.1% | No | 100 | 200 | 0 | 0 | 100 | 200 | 250 | 500
201712607 | KEEPRITE | N9MSE0801716A**D | 80000 | 95% | No | 100 | 200 | 0 | 0 | 100 | 200 | 250 | 500
201712617 | KEEPRITE | N9MSE0802120A**D | 80000 | 95% | No | 100 | 200 | 0 | 0 | 100 | 200 | 250 | 500
201712114 | KEEPRITE | N9MSE0401712A*D | 40000 | 95% | No | 100 | 200 | 0 | 0 | 100 | 200 | 250 | 500
201712567 | KEEPRITE | N9MSE0401410A**D | 40000 | 95% | No | 100 | 200 | 0 | 0 | 100 | 200 | 250 | 500
201702395 | KEEPRITE | N9MSE0401410A | 40000 | 96% | No | 100 | 200 | 0 | 0 | 100 | 200 | 250 | 500
201712487 | KEEPRITE | N9MSE0401410A** | 40000 | 96% | No | 100 | 200 | 0 | 0 | 100 | 200 | 250 | 500
201706190 | KEEPRITE | N9MSE0401712A | 40000 | 96% | No | 100 | 200 | 0 | 0 | 100 | 200 | 250 | 500
201712557 | KEEPRITE | N9MSE0401712A** | 40000 | 96% | No | 100 | 200 | 0 | 0 | 100 | 200 | 250 | 500
201702425 | KEEPRITE | N9MSE0801716A | 80000 | 96% | No | 100 | 200 | 0 | 0 | 100 | 200 | 250 | 500
201702435 | KEEPRITE | N9MSE0802120A | 80000 | 96% | No | 100 | 200 | 0 | 0 | 100 | 200 | 250 | 500
201712517 | KEEPRITE | N9MSE0801716A** | 80000 | 96% | No | 100 | 200 | 0 | 0 | 100 | 200 | 250 | 500
201706563 | KEEPRITE | N9MSE0802120A* | 80000 | 96% | No | 100 | 200 | 0 | 0 | 100 | 200 | 250 | 500
201707573 | KEEPRITE | N9MSB1002120C | 100000 | 92.1% | No | 100 | 200 | 0 | 0 | 100 | 200 | 250 | 500
201712887 | KEEPRITE | N9MSB1002120C** | 100000 | 92.1% | No | 100 | 200 | 0 | 0 | 100 | 200 | 250 | 500
201712164 | KEEPRITE | N9MSE1002114A*D | 100000 | 95% | No | 100 | 200 | 0 | 0 | 100 | 200 | 250 | 500
201712174 | KEEPRITE | N9MSE1002120A*D | 100000 | 95% | No | 100 | 200 | 0 | 0 | 100 | 200 | 250 | 500
201712627 | KEEPRITE | N9MSE1002114A**D | 100000 | 95% | No | 100 | 200 | 0 | 0 | 100 | 200 | 250 | 500
201712637 | KEEPRITE | N9MSE1002120A**D | 100000 | 95% | No | 100 | 200 | 0 | 0 | 100 | 200 | 250 | 500
201702445 | KEEPRITE | N9MSE1002114A | 100000 | 96% | No | 100 | 200 | 0 | 0 | 100 | 200 | 250 | 500
201702455 | KEEPRITE | N9MSE1002120A | 100000 | 96% | No | 100 | 200 | 0 | 0 | 100 | 200 | 250 | 500
201712527 | KEEPRITE | N9MSE1002114A** | 100000 | 96% | No | 100 | 200 | 0 | 0 | 100 | 200 | 250 | 500
201712537 | KEEPRITE | N9MSE1002120A** | 100000 | 96% | No | 100 | 200 | 0 | 0 | 100 | 200 | 250 | 500
201712184 | KEEPRITE | N9MSE1202420A*D | 120000 | 95% | No | 100 | 200 | 0 | 0 | 100 | 200 | 250 | 500
201712647 | KEEPRITE | N9MSE1202420A**D | 120000 | 95% | No | 100 | 200 | 0 | 0 | 100 | 200 | 250 | 500
201702465 | KEEPRITE | N9MSE1202420A | 120000 | 96% | No | 100 | 200 | 0 | 0 | 100 | 200 | 250 | 500
201712547 | KEEPRITE | N9MSE1202420A** | 120000 | 96% | No | 100 | 200 | 0 | 0 | 100 | 200 | 250 | 500
201712194 | KEEPRITE | N9MSE1402420A*D | 140000 | 94.4% | No | 100 | 200 | 0 | 0 | 100 | 200 | 250 | 500
201702475 | KEEPRITE | N9MSE1402420A | 140000 | 96% | No | 100 | 200 | 0 | 0 | 100 | 200 | 250 | 500
203359711 | KEEPRITE | N92ESN0601412A | 60000 | 92.1% | Yes | 100 | 200 | 100 | 200 | 200 | 400 | 250 | 500
203359729 | KEEPRITE | N92ESN0601412A* | 60000 | 92.1% | Yes | 100 | 200 | 100 | 200 | 200 | 400 | 250 | 500
203359748 | KEEPRITE | N92ESN0601714A | 60000 | 92.1% | Yes | 100 | 200 | 100 | 200 | 200 | 400 | 250 | 500
203359766 | KEEPRITE | N92ESN0601714A* | 60000 | 92.1% | Yes | 100 | 200 | 100 | 200 | 200 | 400 | 250 | 500
203359638 | KEEPRITE | N92ESN0401410A | 40000 | 92.1% | Yes | 100 | 200 | 100 | 200 | 200 | 400 | 250 | 500
203359656 | KEEPRITE | N92ESN0401410A* | 40000 | 92.1% | Yes | 100 | 200 | 100 | 200 | 200 | 400 | 250 | 500
203359674 | KEEPRITE | N92ESN0401712A | 40000 | 92.1% | Yes | 100 | 200 | 100 | 200 | 200 | 400 | 250 | 500
203359693 | KEEPRITE | N92ESN0401712A* | 40000 | 92.1% | Yes | 100 | 200 | 100 | 200 | 200 | 400 | 250 | 500
203359864 | KEEPRITE | N92ESN1002120A* | 100000 | 92.1% | Yes | 100 | 200 | 100 | 200 | 200 | 400 | 250 | 500
203359802 | KEEPRITE | N92ESN0801716A* | 80000 | 92.1% | Yes | 100 | 200 | 100 | 200 | 200 | 400 | 250 | 500
203359816 | KEEPRITE | N92ESN0802120A | 80000 | 92.1% | Yes | 100 | 200 | 100 | 200 | 200 | 400 | 250 | 500
203359832 | KEEPRITE | N92ESN0802120A* | 80000 | 92.1% | Yes | 100 | 200 | 100 | 200 | 200 | 400 | 250 | 500
203359785 | KEEPRITE | N92ESN0801716A | 80000 | 92.1% | Yes | 100 | 200 | 100 | 200 | 200 | 400 | 250 | 500
203359848 | KEEPRITE | N92ESN1002120A | 100000 | 92.1% | Yes | 100 | 200 | 100 | 200 | 200 | 400 | 250 | 500
205001047 | KEEPRITE | N92ESN1002122A | 100000 | 92.1% | Yes | 100 | 200 | 100 | 200 | 200 | 400 | 250 | 500
205001056 | KEEPRITE | N92ESN1002122A* | 100000 | 92.1% | Yes | 100 | 200 | 100 | 200 | 200 | 400 | 250 | 500
203359882 | KEEPRITE | N92ESN1202420A | 120000 | 92.1% | Yes | 100 | 200 | 100 | 200 | 200 | 400 | 250 | 500
203359900 | KEEPRITE | N92ESN1202420A* | 120000 | 92.1% | Yes | 100 | 200 | 100 | 200 | 200 | 400 | 250 | 500
201712303 | KEEPRITE | G9MXE0261410A*D | 26000 | 95% | Yes | 100 | 200 | 150 | 300 | 200 | 400 | 250 | 500
203360449 | KEEPRITE | N95ESN0261410A*D | 26000 | 95% | Yes | 100 | 200 | 150 | 300 | 200 | 400 | 250 | 500
203924788 | KEEPRITE | N95ESN0401410A*D | 40000 | 95% | Yes | 100 | 200 | 150 | 300 | 200 | 400 | 250 | 500
203924855 | KEEPRITE | G96VTN0401410A*D | 40000 | 95% | Yes | 100 | 200 | 150 | 300 | 200 | 400 | 250 | 500
203360690 | KEEPRITE | N95ESN0401712A**D | 40000 | 95% | Yes | 100 | 200 | 150 | 300 | 200 | 400 | 250 | 500
203360451 | KEEPRITE | N95ESN0401712A*D | 40000 | 95% | Yes | 100 | 200 | 150 | 300 | 200 | 400 | 250 | 500
203359275 | KEEPRITE | G96VTN0401712A*D | 40000 | 95% | Yes | 100 | 200 | 150 | 300 | 200 | 400 | 250 | 500
201712212 | KEEPRITE | G9MAE0601714A*D | 60000 | 95% | Yes | 100 | 200 | 150 | 300 | 200 | 400 | 250 | 500
201712261 | KEEPRITE | G9MVE0601412A*D | 60000 | 95% | Yes | 100 | 200 | 150 | 300 | 200 | 400 | 250 | 500
201712268 | KEEPRITE | G9MVE0601714A*D | 60000 | 95% | Yes | 100 | 200 | 150 | 300 | 200 | 400 | 250 | 500
201712774 | KEEPRITE | G9MXE0601412A**D | 60000 | 95% | Yes | 100 | 200 | 150 | 300 | 200 | 400 | 250 | 500
201712781 | KEEPRITE | G9MXE0601714A**D | 60000 | 95% | Yes | 100 | 200 | 150 | 300 | 200 | 400 | 250 | 500
203359523 | KEEPRITE | G9MBE0601714A*D | 60000 | 95% | Yes | 100 | 200 | 150 | 300 | 200 | 400 | 250 | 500
201712324 | KEEPRITE | G9MXE0601412A*D | 60000 | 95% | Yes | 100 | 200 | 150 | 300 | 200 | 400 | 250 | 500
201712331 | KEEPRITE | G9MXE0601714A*D | 60000 | 95% | Yes | 100 | 200 | 150 | 300 | 200 | 400 | 250 | 500
203924635 | KEEPRITE | G97CMN0601714A*D | 60000 | 95% | Yes | 100 | 200 | 150 | 300 | 200 | 400 | 250 | 500
201710561 | KEEPRITE | G9MXT0601412A* | 60000 | 95% | Yes | 100 | 200 | 150 | 300 | 200 | 400 | 250 | 500
203924791 | KEEPRITE | N95ESN0601412A**D | 60000 | 95% | Yes | 100 | 200 | 150 | 300 | 200 | 400 | 250 | 500
203924792 | KEEPRITE | N95ESN0601412A*D | 60000 | 95% | Yes | 100 | 200 | 150 | 300 | 200 | 400 | 250 | 500
203924854 | KEEPRITE | G96VTN0601412A | 60000 | 95% | Yes | 100 | 200 | 150 | 300 | 200 | 400 | 250 | 500
203924862 | KEEPRITE | G96VTN0601412A*D | 60000 | 95% | Yes | 100 | 200 | 150 | 300 | 200 | 400 | 250 | 500
203360691 | KEEPRITE | N95ESN0601714A**D | 60000 | 95% | Yes | 100 | 200 | 150 | 300 | 200 | 400 | 250 | 500
203360452 | KEEPRITE | N95ESN0601714A*D | 60000 | 95% | Yes | 100 | 200 | 150 | 300 | 200 | 400 | 250 | 500
203359276 | KEEPRITE | G96VTN0601714A*D | 60000 | 95% | Yes | 100 | 200 | 150 | 300 | 200 | 400 | 250 | 500
201707002 | KEEPRITE | G9MVE0601412A | 60000 | 95% | Yes | 100 | 200 | 150 | 300 | 200 | 400 | 250 | 500
204543733 | KEEPRITE | N95ESU0601716A | 60000 | 95% | Yes | 100 | 200 | 150 | 300 | 200 | 400 | 250 | 500
203359398 | KEEPRITE | G96CTN0601714A*D | 60000 | 95% | Yes | 100 | 200 | 150 | 300 | 200 | 400 | 250 | 500
201712380 | KEEPRITE | G9MXT0601412A*D | 60000 | 95% | Yes | 100 | 200 | 150 | 300 | 200 | 400 | 250 | 500
201712387 | KEEPRITE | G9MXT0601714A*D | 60000 | 95% | Yes | 100 | 200 | 150 | 300 | 200 | 400 | 250 | 500
203924789 | KEEPRITE | N95ESN0601412A | 60000 | 95% | Yes | 100 | 200 | 150 | 300 | 200 | 400 | 250 | 500
203924790 | KEEPRITE | N95ESN0601412A* | 60000 | 95% | Yes | 100 | 200 | 150 | 300 | 200 | 400 | 250 | 500
201712247 | KEEPRITE | G9MVE0401410A*D | 40000 | 95% | Yes | 100 | 200 | 150 | 300 | 200 | 400 | 250 | 500
201712254 | KEEPRITE | G9MVE0401712A*D | 40000 | 95% | Yes | 100 | 200 | 150 | 300 | 200 | 400 | 250 | 500
201712760 | KEEPRITE | G9MXE0401410A**D | 40000 | 95% | Yes | 100 | 200 | 150 | 300 | 200 | 400 | 250 | 500
201712767 | KEEPRITE | G9MXE0401712A**D | 40000 | 95% | Yes | 100 | 200 | 150 | 300 | 200 | 400 | 250 | 500
201712310 | KEEPRITE | G9MXE0401410A*D | 40000 | 95% | Yes | 100 | 200 | 150 | 300 | 200 | 400 | 250 | 500
201712317 | KEEPRITE | G9MXE0401712A*D | 40000 | 95% | Yes | 100 | 200 | 150 | 300 | 200 | 400 | 250 | 500
201712366 | KEEPRITE | G9MXT0401410A*D | 40000 | 95% | Yes | 100 | 200 | 150 | 300 | 200 | 400 | 250 | 500
201712373 | KEEPRITE | G9MXT0401712A*D | 40000 | 95% | Yes | 100 | 200 | 150 | 300 | 200 | 400 | 250 | 500
203924787 | KEEPRITE | N95ESN0401410A**D | 40000 | 95% | Yes | 100 | 200 | 150 | 300 | 200 | 400 | 250 | 500
204543748 | KEEPRITE | N95ESU0802120A | 80000 | 95% | Yes | 100 | 200 | 150 | 300 | 200 | 400 | 250 | 500
203359399 | KEEPRITE | G96CTN0801714A*D | 80000 | 95% | Yes | 100 | 200 | 150 | 300 | 200 | 400 | 250 | 500
203359400 | KEEPRITE | G96CTN0802120A*D | 80000 | 95% | Yes | 100 | 200 | 150 | 300 | 200 | 400 | 250 | 500
201712226 | KEEPRITE | G9MAE0801714A*D | 80000 | 95% | Yes | 100 | 200 | 150 | 300 | 200 | 400 | 250 | 500
201712275 | KEEPRITE | G9MVE0801716A*D | 80000 | 95% | Yes | 100 | 200 | 150 | 300 | 200 | 400 | 250 | 500
201712282 | KEEPRITE | G9MVE0802120A*D | 80000 | 95% | Yes | 100 | 200 | 150 | 300 | 200 | 400 | 250 | 500
201712788 | KEEPRITE | G9MXE0801716A**D | 80000 | 95% | Yes | 100 | 200 | 150 | 300 | 200 | 400 | 250 | 500
201712795 | KEEPRITE | G9MXE0802120A**D | 80000 | 95% | Yes | 100 | 200 | 150 | 300 | 200 | 400 | 250 | 500
203359539 | KEEPRITE | G9MBE0801714A*D | 80000 | 95% | Yes | 100 | 200 | 150 | 300 | 200 | 400 | 250 | 500
203359547 | KEEPRITE | G9MBE0802120A*D | 80000 | 95% | Yes | 100 | 200 | 150 | 300 | 200 | 400 | 250 | 500
201712338 | KEEPRITE | G9MXE0801716A*D | 80000 | 95% | Yes | 100 | 200 | 150 | 300 | 200 | 400 | 250 | 500
201712345 | KEEPRITE | G9MXE0802120A*D | 80000 | 95% | Yes | 100 | 200 | 150 | 300 | 200 | 400 | 250 | 500
201712394 | KEEPRITE | G9MXT0801716A*D | 80000 | 95% | Yes | 100 | 200 | 150 | 300 | 200 | 400 | 250 | 500
201712401 | KEEPRITE | G9MXT0802120A*D | 80000 | 95% | Yes | 100 | 200 | 150 | 300 | 200 | 400 | 250 | 500
201712439 | KEEPRITE | G9MAE0802120A*D | 80000 | 95% | Yes | 100 | 200 | 150 | 300 | 200 | 400 | 250 | 500
203924651 | KEEPRITE | G97CMN0801714A*D | 80000 | 95% | Yes | 100 | 200 | 150 | 300 | 200 | 400 | 250 | 500
203924659 | KEEPRITE | G97CMN0802120A*D | 80000 | 95% | Yes | 100 | 200 | 150 | 300 | 200 | 400 | 250 | 500
203360692 | KEEPRITE | N95ESN0801716A**D | 80000 | 95% | Yes | 100 | 200 | 150 | 300 | 200 | 400 | 250 | 500
203360693 | KEEPRITE | N95ESN0802120A**D | 80000 | 95% | Yes | 100 | 200 | 150 | 300 | 200 | 400 | 250 | 500
203359277 | KEEPRITE | G96VTN0801716A*D | 80000 | 95% | Yes | 100 | 200 | 150 | 300 | 200 | 400 | 250 | 500
203359278 | KEEPRITE | G96VTN0802120A*D | 80000 | 95% | Yes | 100 | 200 | 150 | 300 | 200 | 400 | 250 | 500
203360454 | KEEPRITE | N95ESN0801716A*D | 80000 | 95% | Yes | 100 | 200 | 150 | 300 | 200 | 400 | 250 | 500
203360456 | KEEPRITE | N95ESN0802120A*D | 80000 | 95% | Yes | 100 | 200 | 150 | 300 | 200 | 400 | 250 | 500
203360814 | KEEPRITE | N95ESN1002120A*D | 100000 | 95% | Yes | 100 | 200 | 150 | 300 | 200 | 400 | 250 | 500
203359401 | KEEPRITE | G96CTN1002122A*D | 100000 | 95% | Yes | 100 | 200 | 150 | 300 | 200 | 400 | 250 | 500
205169223 | KEEPRITE | N95ESN1002122A*D | 100000 | 95% | Yes | 100 | 200 | 150 | 300 | 200 | 400 | 250 | 500
205169232 | KEEPRITE | N95ESN1002122A**D | 100000 | 95% | Yes | 100 | 200 | 150 | 300 | 200 | 400 | 250 | 500
201712233 | KEEPRITE | G9MAE1002122A*D | 100000 | 95% | Yes | 100 | 200 | 150 | 300 | 200 | 400 | 250 | 500
201712289 | KEEPRITE | G9MVE1002120A*D | 100000 | 95% | Yes | 100 | 200 | 150 | 300 | 200 | 400 | 250 | 500
201712802 | KEEPRITE | G9MXE1002120A**D | 100000 | 95% | Yes | 100 | 200 | 150 | 300 | 200 | 400 | 250 | 500
205169270 | KEEPRITE | N95ESU1002122A | 100000 | 95% | Yes | 100 | 200 | 150 | 300 | 200 | 400 | 250 | 500
205169294 | KEEPRITE | G96VTN1002122A*D | 100000 | 95% | Yes | 100 | 200 | 150 | 300 | 200 | 400 | 250 | 500
203359555 | KEEPRITE | G9MBE1002122A*D | 100000 | 95% | Yes | 100 | 200 | 150 | 300 | 200 | 400 | 250 | 500
201712352 | KEEPRITE | G9MXE1002120A*D | 100000 | 95% | Yes | 100 | 200 | 150 | 300 | 200 | 400 | 250 | 500
201712408 | KEEPRITE | G9MXT1002120A*D | 100000 | 95% | Yes | 100 | 200 | 150 | 300 | 200 | 400 | 250 | 500
203924667 | KEEPRITE | G97CMN1002122A*D | 100000 | 95% | Yes | 100 | 200 | 150 | 300 | 200 | 400 | 250 | 500
203360694 | KEEPRITE | N95ESN1002120A**D | 100000 | 95% | Yes | 100 | 200 | 150 | 300 | 200 | 400 | 250 | 500
204835508 | KEEPRITE | N95ESU1002120A | 100000 | 95% | Yes | 100 | 200 | 150 | 300 | 200 | 400 | 250 | 500
203359279 | KEEPRITE | G96VTN1002120A*D | 100000 | 95% | Yes | 100 | 200 | 150 | 300 | 200 | 400 | 250 | 500
203359402 | KEEPRITE | G96CTN1202422A*D | 120000 | 95% | Yes | 100 | 200 | 150 | 300 | 200 | 400 | 250 | 500
201712240 | KEEPRITE | G9MAE1202422A*D | 120000 | 95% | Yes | 100 | 200 | 150 | 300 | 200 | 400 | 250 | 500
201712296 | KEEPRITE | G9MVE1202422A*D | 120000 | 95% | Yes | 100 | 200 | 150 | 300 | 200 | 400 | 250 | 500
201712809 | KEEPRITE | G9MXE1202422A**D | 120000 | 95% | Yes | 100 | 200 | 150 | 300 | 200 | 400 | 250 | 500
203359563 | KEEPRITE | G9MBE1202422A*D | 120000 | 95% | Yes | 100 | 200 | 150 | 300 | 200 | 400 | 250 | 500
201712359 | KEEPRITE | G9MXE1202422A*D | 120000 | 95% | Yes | 100 | 200 | 150 | 300 | 200 | 400 | 250 | 500
201712415 | KEEPRITE | G9MXT1202422A*D | 120000 | 95% | Yes | 100 | 200 | 150 | 300 | 200 | 400 | 250 | 500
203924675 | KEEPRITE | G97CMN1202422A*D | 120000 | 95% | Yes | 100 | 200 | 150 | 300 | 200 | 400 | 250 | 500
203360695 | KEEPRITE | N95ESN1202422A**D | 120000 | 95% | Yes | 100 | 200 | 150 | 300 | 200 | 400 | 250 | 500
203359280 | KEEPRITE | G96VTN1202422A*D | 120000 | 95% | Yes | 100 | 200 | 150 | 300 | 200 | 400 | 250 | 500
203360458 | KEEPRITE | N95ESN1202422A*D | 120000 | 95% | Yes | 100 | 200 | 150 | 300 | 200 | 400 | 250 | 500
203360448 | KEEPRITE | N95ESN1402422A | 140000 | 95% | Yes | 100 | 200 | 150 | 300 | 200 | 400 | 250 | 500
203360459 | KEEPRITE | N95ESN1402422A*D | 140000 | 95% | Yes | 100 | 200 | 150 | 300 | 200 | 400 | 250 | 500
201710582 | KEEPRITE | G9MXE0261410A | 26000 | 96% | Yes | 100 | 200 | 200 | 400 | 200 | 400 | 250 | 500
203360436 | KEEPRITE | N95ESN0261410A | 26000 | 96% | Yes | 100 | 200 | 200 | 400 | 200 | 400 | 250 | 500
201702047 | KEEPRITE | G9MXT0401410A | 40000 | 96% | Yes | 100 | 200 | 200 | 400 | 200 | 400 | 250 | 500
201712704 | KEEPRITE | G9MXE0401410A** | 40000 | 96% | Yes | 100 | 200 | 200 | 400 | 200 | 400 | 250 | 500
203359445 | KEEPRITE | G9MBE0601714A | 60000 | 97% | Yes | 100 | 200 | 200 | 400 | 200 | 400 | 250 | 500
201705890 | KEEPRITE | G9MAE0601714A | 60000 | 97% | Yes | 100 | 200 | 200 | 400 | 200 | 400 | 250 | 500
203924569 | KEEPRITE | G97CMN0601714A | 60000 | 97% | Yes | 100 | 200 | 200 | 400 | 200 | 400 | 250 | 500
201706995 | KEEPRITE | G9MVE0401712A | 40000 | 96% | Yes | 100 | 200 | 200 | 400 | 200 | 400 | 250 | 500
201712746 | KEEPRITE | G9MXE0401712A** | 40000 | 96% | Yes | 100 | 200 | 200 | 400 | 200 | 400 | 250 | 500
201702082 | KEEPRITE | G9MXE0401410A | 40000 | 96% | Yes | 100 | 200 | 200 | 400 | 200 | 400 | 250 | 500
201705938 | KEEPRITE | G9MVE0401410A | 40000 | 96% | Yes | 100 | 200 | 200 | 400 | 200 | 400 | 250 | 500
201710554 | KEEPRITE | G9MXT0401712A* | 40000 | 96% | Yes | 100 | 200 | 200 | 400 | 200 | 400 | 250 | 500
203924785 | KEEPRITE | N95ESN0401410A | 40000 | 96% | Yes | 100 | 200 | 200 | 400 | 200 | 400 | 250 | 500
203924786 | KEEPRITE | N95ESN0401410A* | 40000 | 96% | Yes | 100 | 200 | 200 | 400 | 200 | 400 | 250 | 500
203924853 | KEEPRITE | G96VTN0401410A | 40000 | 96% | Yes | 100 | 200 | 200 | 400 | 200 | 400 | 250 | 500
203359269 | KEEPRITE | G96VTN0401712A | 40000 | 96% | Yes | 100 | 200 | 200 | 400 | 200 | 400 | 250 | 500
203360684 | KEEPRITE | N95ESN0401712A* | 40000 | 96% | Yes | 100 | 200 | 200 | 400 | 200 | 400 | 250 | 500
203360438 | KEEPRITE | N95ESN0401712A | 40000 | 96% | Yes | 100 | 200 | 200 | 400 | 200 | 400 | 250 | 500
201706931 | KEEPRITE | G9MXE0401712A | 40000 | 96% | Yes | 100 | 200 | 200 | 400 | 200 | 400 | 250 | 500
201712219 | KEEPRITE | G9MAE0602120A*D | 61000 | 96.7% | Yes | 100 | 200 | 200 | 400 | 200 | 400 | 250 | 500
203359531 | KEEPRITE | G9MBE0602120A*D | 61000 | 96.7% | Yes | 100 | 200 | 200 | 400 | 200 | 400 | 250 | 500
203924643 | KEEPRITE | G97CMN0602120A*D | 61000 | 96.7% | Yes | 100 | 200 | 200 | 400 | 200 | 400 | 250 | 500
203359453 | KEEPRITE | G9MBE0602120A | 61000 | 98% | Yes | 100 | 200 | 200 | 400 | 200 | 400 | 250 | 500
201705918 | KEEPRITE | G9MAE0602120A | 61000 | 98% | Yes | 100 | 200 | 200 | 400 | 200 | 400 | 250 | 500
203924577 | KEEPRITE | G97CMN0602120A | 61000 | 98% | Yes | 100 | 200 | 200 | 400 | 200 | 400 | 250 | 500
201712725 | KEEPRITE | G9MXE0801716A** | 80000 | 96% | Yes | 100 | 200 | 200 | 400 | 200 | 400 | 250 | 500
201712732 | KEEPRITE | G9MXE0802120A** | 80000 | 96% | Yes | 100 | 200 | 200 | 400 | 200 | 400 | 250 | 500
201702075 | KEEPRITE | G9MXT0801716A | 80000 | 96% | Yes | 100 | 200 | 200 | 400 | 200 | 400 | 250 | 500
201702171 | KEEPRITE | G9MXE0801716A | 80000 | 96% | Yes | 100 | 200 | 200 | 400 | 200 | 400 | 250 | 500
201702504 | KEEPRITE | G9MXE0802120A | 80000 | 96% | Yes | 100 | 200 | 200 | 400 | 200 | 400 | 250 | 500
201702524 | KEEPRITE | G9MXT0802120A | 80000 | 96% | Yes | 100 | 200 | 200 | 400 | 200 | 400 | 250 | 500
201705952 | KEEPRITE | G9MVE0801716A | 80000 | 96% | Yes | 100 | 200 | 200 | 400 | 200 | 400 | 250 | 500
201705965 | KEEPRITE | G9MVE0802120A | 80000 | 96% | Yes | 100 | 200 | 200 | 400 | 200 | 400 | 250 | 500
203359271 | KEEPRITE | G96VTN0801716A | 80000 | 96% | Yes | 100 | 200 | 200 | 400 | 200 | 400 | 250 | 500
203359272 | KEEPRITE | G96VTN0802120A | 80000 | 96% | Yes | 100 | 200 | 200 | 400 | 200 | 400 | 250 | 500
203360686 | KEEPRITE | N95ESN0801716A* | 80000 | 96% | Yes | 100 | 200 | 200 | 400 | 200 | 400 | 250 | 500
203360687 | KEEPRITE | N95ESN0802120A* | 80000 | 96% | Yes | 100 | 200 | 200 | 400 | 200 | 400 | 250 | 500
203360441 | KEEPRITE | N95ESN0801716A | 80000 | 96% | Yes | 100 | 200 | 200 | 400 | 200 | 400 | 250 | 500
203360443 | KEEPRITE | N95ESN0802120A | 80000 | 96% | Yes | 100 | 200 | 200 | 400 | 200 | 400 | 250 | 500
203359394 | KEEPRITE | G96CTN0801714A | 80000 | 96.2% | Yes | 100 | 200 | 200 | 400 | 200 | 400 | 250 | 500
203359395 | KEEPRITE | G96CTN0802120A | 80000 | 96.7% | Yes | 100 | 200 | 200 | 400 | 200 | 400 | 250 | 500
203359461 | KEEPRITE | G9MBE0801714A | 80000 | 97% | Yes | 100 | 200 | 200 | 400 | 200 | 400 | 250 | 500
203359469 | KEEPRITE | G9MBE0802120A | 80000 | 97% | Yes | 100 | 200 | 200 | 400 | 200 | 400 | 250 | 500
201705897 | KEEPRITE | G9MAE0801714A | 80000 | 97% | Yes | 100 | 200 | 200 | 400 | 200 | 400 | 250 | 500
201705925 | KEEPRITE | G9MAE0802120A | 80000 | 97% | Yes | 100 | 200 | 200 | 400 | 200 | 400 | 250 | 500
203924585 | KEEPRITE | G97CMN0801714A | 80000 | 97% | Yes | 100 | 200 | 200 | 400 | 200 | 400 | 250 | 500
203924593 | KEEPRITE | G97CMN0802120A | 80000 | 97% | Yes | 100 | 200 | 200 | 400 | 200 | 400 | 250 | 500
203359477 | KEEPRITE | G9MBE1002122A | 100000 | 97% | Yes | 100 | 200 | 200 | 400 | 200 | 400 | 250 | 500
201705931 | KEEPRITE | G9MAE1002122A | 100000 | 97% | Yes | 100 | 200 | 200 | 400 | 200 | 400 | 250 | 500
203924601 | KEEPRITE | G97CMN1002122A | 100000 | 97% | Yes | 100 | 200 | 200 | 400 | 200 | 400 | 250 | 500
201712739 | KEEPRITE | G9MXE1002120A** | 100000 | 96% | Yes | 100 | 200 | 200 | 400 | 200 | 400 | 250 | 500
205169245 | KEEPRITE | N95ESN1002122A* | 100000 | 96% | Yes | 100 | 200 | 200 | 400 | 200 | 400 | 250 | 500
205169255 | KEEPRITE | N95ESN1002122A | 100000 | 96% | Yes | 100 | 200 | 200 | 400 | 200 | 400 | 250 | 500
205169293 | KEEPRITE | G96VTN1002122A | 100000 | 96% | Yes | 100 | 200 | 200 | 400 | 200 | 400 | 250 | 500
201702511 | KEEPRITE | G9MXE1002120A | 100000 | 96% | Yes | 100 | 200 | 200 | 400 | 200 | 400 | 250 | 500
201702531 | KEEPRITE | G9MXT1002120A | 100000 | 96% | Yes | 100 | 200 | 200 | 400 | 200 | 400 | 250 | 500
201705972 | KEEPRITE | G9MVE1002120A | 100000 | 96% | Yes | 100 | 200 | 200 | 400 | 200 | 400 | 250 | 500
203360688 | KEEPRITE | N95ESN1002120A* | 100000 | 96% | Yes | 100 | 200 | 200 | 400 | 200 | 400 | 250 | 500
203360444 | KEEPRITE | N95ESN1002120A | 100000 | 96% | Yes | 100 | 200 | 200 | 400 | 200 | 400 | 250 | 500
203359273 | KEEPRITE | G96VTN1002120A | 100000 | 96% | Yes | 100 | 200 | 200 | 400 | 200 | 400 | 250 | 500
203359396 | KEEPRITE | G96CTN1002122A | 100000 | 96.1% | Yes | 100 | 200 | 200 | 400 | 200 | 400 | 250 | 500
201712753 | KEEPRITE | G9MXE0601412A** | 60000 | 95.5% | Yes | 100 | 200 | 200 | 400 | 200 | 400 | 250 | 500
201706938 | KEEPRITE | G9MXE0601412A | 60000 | 95.5% | Yes | 100 | 200 | 200 | 400 | 200 | 400 | 250 | 500
201712711 | KEEPRITE | G9MXE0601714A** | 60000 | 96% | Yes | 100 | 200 | 200 | 400 | 200 | 400 | 250 | 500
201702054 | KEEPRITE | G9MXT0601714A | 60000 | 96% | Yes | 100 | 200 | 200 | 400 | 200 | 400 | 250 | 500
201702089 | KEEPRITE | G9MXE0601714A | 60000 | 96% | Yes | 100 | 200 | 200 | 400 | 200 | 400 | 250 | 500
201705945 | KEEPRITE | G9MVE0601714A | 60000 | 96% | Yes | 100 | 200 | 200 | 400 | 200 | 400 | 250 | 500
203359270 | KEEPRITE | G96VTN0601714A | 60000 | 96% | Yes | 100 | 200 | 200 | 400 | 200 | 400 | 250 | 500
203360685 | KEEPRITE | N95ESN0601714A* | 60000 | 96% | Yes | 100 | 200 | 200 | 400 | 200 | 400 | 250 | 500
203360439 | KEEPRITE | N95ESN0601714A | 60000 | 96% | Yes | 100 | 200 | 200 | 400 | 200 | 400 | 250 | 500
203359393 | KEEPRITE | G96CTN0601714A | 60000 | 96.3% | Yes | 100 | 200 | 200 | 400 | 200 | 400 | 250 | 500
203359397 | KEEPRITE | G96CTN1202422A | 120000 | 96.5% | Yes | 100 | 200 | 200 | 400 | 200 | 400 | 250 | 500
203359485 | KEEPRITE | G9MBE1202422A | 120000 | 97% | Yes | 100 | 200 | 200 | 400 | 200 | 400 | 250 | 500
201705911 | KEEPRITE | G9MAE1202422A | 120000 | 97% | Yes | 100 | 200 | 200 | 400 | 200 | 400 | 250 | 500
203924609 | KEEPRITE | G97CMN1202422A | 120000 | 97% | Yes | 100 | 200 | 200 | 400 | 200 | 400 | 250 | 500
201712718 | KEEPRITE | G9MXE1202422A** | 120000 | 96% | Yes | 100 | 200 | 200 | 400 | 200 | 400 | 250 | 500
201702068 | KEEPRITE | G9MXT1202422A | 120000 | 96% | Yes | 100 | 200 | 200 | 400 | 200 | 400 | 250 | 500
201702103 | KEEPRITE | G9MXE1202422A | 120000 | 96% | Yes | 100 | 200 | 200 | 400 | 200 | 400 | 250 | 500
201705959 | KEEPRITE | G9MVE1202422A | 120000 | 96% | Yes | 100 | 200 | 200 | 400 | 200 | 400 | 250 | 500
203360689 | KEEPRITE | N95ESN1202422A* | 120000 | 96% | Yes | 100 | 200 | 200 | 400 | 200 | 400 | 250 | 500
203360446 | KEEPRITE | N95ESN1202422A | 120000 | 96% | Yes | 100 | 200 | 200 | 400 | 200 | 400 | 250 | 500
203359274 | KEEPRITE | G96VTN1202422A | 120000 | 96% | Yes | 100 | 200 | 200 | 400 | 200 | 400 | 250 | 500
212595204 | KEEPRITE | N96VSN0801716B | 80000 | 97% | Yes | 100 | 200 | 200 | 400 | 200 | 400 | 250 | 500
212595213 | KEEPRITE | N96VSN0801716B*D | 80000 | 95% | Yes | 100 | 200 | 150 | 300 | 200 | 400 | 250 | 500
212595222 | KEEPRITE | N96VSN0802120B | 80000 | 97% | Yes | 100 | 200 | 200 | 400 | 200 | 400 | 250 | 500
212595231 | KEEPRITE | N96VSN0802120B*D | 80000 | 95% | Yes | 100 | 200 | 150 | 300 | 200 | 400 | 250 | 500
211778957 | KEEPRITE | N92MSN1002120A | 100000 | 92.1% | Yes | 100 | 200 | 100 | 200 | 200 | 400 | 250 | 500
211778966 | KEEPRITE | N92MSN1002120A* | 100000 | 92.1% | Yes | 100 | 200 | 100 | 200 | 200 | 400 | 250 | 500
211778975 | KEEPRITE | N92MSN1002122A | 100000 | 92.1% | Yes | 100 | 200 | 100 | 200 | 200 | 400 | 250 | 500
211778984 | KEEPRITE | N92MSN1002122A* | 100000 | 92.1% | Yes | 100 | 200 | 100 | 200 | 200 | 400 | 250 | 500
211778876 | KEEPRITE | N92MSN0401712A* | 40000 | 92.1% | Yes | 100 | 200 | 100 | 200 | 200 | 400 | 250 | 500
211778885 | KEEPRITE | N92MSN0601412A | 60000 | 92.1% | Yes | 100 | 200 | 100 | 200 | 200 | 400 | 250 | 500
211778894 | KEEPRITE | N92MSN0601412A* | 60000 | 92.1% | Yes | 100 | 200 | 100 | 200 | 200 | 400 | 250 | 500
211778903 | KEEPRITE | N92MSN0601714A | 60000 | 92.1% | Yes | 100 | 200 | 100 | 200 | 200 | 400 | 250 | 500
205822227 | KEEPRITE | N96VSN1002120A | 100000 | 96% | Yes | 100 | 200 | 200 | 400 | 200 | 400 | 250 | 500
205822238 | KEEPRITE | N96VSN1002120A*D | 100000 | 95% | Yes | 100 | 200 | 150 | 300 | 200 | 400 | 250 | 500
205822250 | KEEPRITE | N96VSN1202422A | 120000 | 96% | Yes | 100 | 200 | 200 | 400 | 200 | 400 | 250 | 500
205822261 | KEEPRITE | N96VSN1202422A*D | 120000 | 95% | Yes | 100 | 200 | 150 | 300 | 200 | 400 | 250 | 500
212595279 | KEEPRITE | G96VTN1002120B | 100000 | 96.1% | Yes | 100 | 200 | 200 | 400 | 200 | 400 | 250 | 500
212595286 | KEEPRITE | G96VTN1002120B*D | 100000 | 95% | Yes | 100 | 200 | 150 | 300 | 200 | 400 | 250 | 500
211778993 | KEEPRITE | N92MSN1202420A | 120000 | 92.1% | Yes | 100 | 200 | 100 | 200 | 200 | 400 | 250 | 500
211778921 | KEEPRITE | N92MSN0801716A | 80000 | 92.1% | Yes | 100 | 200 | 100 | 200 | 200 | 400 | 250 | 500
211778930 | KEEPRITE | N92MSN0801716A* | 80000 | 92.1% | Yes | 100 | 200 | 100 | 200 | 200 | 400 | 250 | 500
211778939 | KEEPRITE | N92MSN0802120A | 80000 | 92.1% | Yes | 100 | 200 | 100 | 200 | 200 | 400 | 250 | 500
211778948 | KEEPRITE | N92MSN0802120A* | 80000 | 92.1% | Yes | 100 | 200 | 100 | 200 | 200 | 400 | 250 | 500
211779175 | KEEPRITE | N96MSN0401410A | 40000 | 96% | Yes | 100 | 200 | 200 | 400 | 200 | 400 | 250 | 500
211779184 | KEEPRITE | N96MSN0401410A* | 40000 | 96% | Yes | 100 | 200 | 200 | 400 | 200 | 400 | 250 | 500
211779193 | KEEPRITE | N96MSN0401410A**D | 40000 | 95% | Yes | 100 | 200 | 150 | 300 | 200 | 400 | 250 | 500
211779202 | KEEPRITE | N96MSN0401410A*D | 40000 | 95% | Yes | 100 | 200 | 150 | 300 | 200 | 400 | 250 | 500
211779211 | KEEPRITE | N96MSN0401712A | 40000 | 96.7% | Yes | 100 | 200 | 200 | 400 | 200 | 400 | 250 | 500
212594953 | KEEPRITE | G96VTN0401410B | 40000 | 96% | Yes | 100 | 200 | 200 | 400 | 200 | 400 | 250 | 500
212594960 | KEEPRITE | G96VTN0401410B*D | 40000 | 95% | Yes | 100 | 200 | 150 | 300 | 200 | 400 | 250 | 500
212594967 | KEEPRITE | G96VTN0401712B | 40000 | 96% | Yes | 100 | 200 | 200 | 400 | 200 | 400 | 250 | 500
212595112 | KEEPRITE | N96VSN0601716B | 60000 | 97% | Yes | 100 | 200 | 200 | 400 | 200 | 400 | 250 | 500
212595121 | KEEPRITE | N96VSN0601716B*D | 60000 | 95% | Yes | 100 | 200 | 150 | 300 | 200 | 400 | 250 | 500
205822096 | KEEPRITE | N96VSN0401410A | 40000 | 96% | Yes | 100 | 200 | 200 | 400 | 200 | 400 | 250 | 500
205822107 | KEEPRITE | N96VSN0401410A*D | 40000 | 95% | Yes | 100 | 200 | 150 | 300 | 200 | 400 | 250 | 500
205822118 | KEEPRITE | N96VSN0401712A | 40000 | 96% | Yes | 100 | 200 | 200 | 400 | 200 | 400 | 250 | 500
213683167 | KEEPRITE | G96CTN0401410B*D | 40000 | 95% | Yes | 100 | 200 | 150 | 300 | 200 | 400 | 250 | 500
211781275 | KEEPRITE | N95MSU0401712A | 40000 | 95% | Yes | 100 | 200 | 150 | 300 | 200 | 400 | 250 | 500
206237491 | KEEPRITE | G95CSU0601716A | 60000 | 95% | Yes | 100 | 200 | 150 | 300 | 200 | 400 | 250 | 500
206237511 | KEEPRITE | G95CSU0802120A | 80000 | 95% | Yes | 100 | 200 | 150 | 300 | 200 | 400 | 250 | 500
211781286 | KEEPRITE | N95MSU0601716A | 60000 | 95% | Yes | 100 | 200 | 150 | 300 | 200 | 400 | 250 | 500
211781296 | KEEPRITE | N95MSU0802120A | 80000 | 95% | Yes | 100 | 200 | 150 | 300 | 200 | 400 | 250 | 500
211781307 | KEEPRITE | N95MSU1002120A | 100000 | 95% | Yes | 100 | 200 | 150 | 300 | 200 | 400 | 250 | 500
211781317 | KEEPRITE | N95MSU1002122A | 100000 | 95% | Yes | 100 | 200 | 150 | 300 | 200 | 400 | 250 | 500
213683536 | KEEPRITE | G96CTN1002122B | 100000 | 96.1% | Yes | 100 | 200 | 200 | 400 | 200 | 400 | 250 | 500
213683543 | KEEPRITE | G96CTN1002122B*D | 100000 | 95% | Yes | 100 | 200 | 150 | 300 | 200 | 400 | 250 | 500
213683550 | KEEPRITE | G96CTN1202422B | 120000 | 96.5% | Yes | 100 | 200 | 200 | 400 | 200 | 400 | 250 | 500
213683557 | KEEPRITE | G96CTN1202422B*D | 120000 | 95% | Yes | 100 | 200 | 150 | 300 | 200 | 400 | 250 | 500
213683564 | KEEPRITE | G97CMN0601714B | 60000 | 97% | Yes | 100 | 200 | 200 | 400 | 200 | 400 | 250 | 500
213683572 | KEEPRITE | G97CMN0601714B*D | 60000 | 95% | Yes | 100 | 200 | 150 | 300 | 200 | 400 | 250 | 500
212595071 | KEEPRITE | G96VTN0601412B*D | 60000 | 95% | Yes | 100 | 200 | 150 | 300 | 200 | 400 | 250 | 500
212595077 | KEEPRITE | G96VTN0601716B | 60000 | 96.3% | Yes | 100 | 200 | 200 | 400 | 200 | 400 | 250 | 500
212595084 | KEEPRITE | G96VTN0601716B*D | 60000 | 95% | Yes | 100 | 200 | 150 | 300 | 200 | 400 | 250 | 500
212595094 | KEEPRITE | N96VSN0601412B | 60000 | 95% | Yes | 100 | 200 | 150 | 300 | 200 | 400 | 250 | 500
212595103 | KEEPRITE | N96VSN0601412B*D | 60000 | 95% | Yes | 100 | 200 | 150 | 300 | 200 | 400 | 250 | 500
213683473 | KEEPRITE | G95CSU0601716B | 60000 | 95% | Yes | 100 | 200 | 150 | 300 | 200 | 400 | 250 | 500
213683480 | KEEPRITE | G95CSU0802120B | 80000 | 95% | Yes | 100 | 200 | 150 | 300 | 200 | 400 | 250 | 500
213683487 | KEEPRITE | G95CSU1002122B | 100000 | 95% | Yes | 100 | 200 | 150 | 300 | 200 | 400 | 250 | 500
206349957 | KEEPRITE | G95CSU1002122A | 100000 | 95% | Yes | 100 | 200 | 150 | 300 | 200 | 400 | 250 | 500
211778849 | KEEPRITE | N92MSN0401412A | 40000 | 92.1% | Yes | 100 | 200 | 100 | 200 | 200 | 400 | 250 | 500
211778858 | KEEPRITE | N92MSN0401412A* | 40000 | 92.1% | Yes | 100 | 200 | 100 | 200 | 200 | 400 | 250 | 500
212595379 | KEEPRITE | N96VSN1202422B*D | 120000 | 95% | Yes | 100 | 200 | 150 | 300 | 200 | 400 | 250 | 500
213683494 | KEEPRITE | G96CTN0601714B | 60000 | 96.3% | Yes | 100 | 200 | 200 | 400 | 200 | 400 | 250 | 500
213683501 | KEEPRITE | G96CTN0601714B*D | 60000 | 95% | Yes | 100 | 200 | 150 | 300 | 200 | 400 | 250 | 500
213683508 | KEEPRITE | G96CTN0801714B | 80000 | 96.2% | Yes | 100 | 200 | 200 | 400 | 200 | 400 | 250 | 500
213683515 | KEEPRITE | G96CTN0801714B*D | 80000 | 95% | Yes | 100 | 200 | 150 | 300 | 200 | 400 | 250 | 500
213683522 | KEEPRITE | G96CTN0802120B | 80000 | 96.7% | Yes | 100 | 200 | 200 | 400 | 200 | 400 | 250 | 500
213683529 | KEEPRITE | G96CTN0802120B*D | 80000 | 95% | Yes | 100 | 200 | 150 | 300 | 200 | 400 | 250 | 500
211779157 | KEEPRITE | N96MSN0261410A | 26000 | 96% | Yes | 100 | 200 | 200 | 400 | 200 | 400 | 250 | 500
211779166 | KEEPRITE | N96MSN0261410A*D | 26000 | 95% | Yes | 100 | 200 | 150 | 300 | 200 | 400 | 250 | 500
211778867 | KEEPRITE | N92MSN0401712A | 40000 | 92.1% | Yes | 100 | 200 | 100 | 200 | 200 | 400 | 250 | 500
213683160 | KEEPRITE | G96CTN0401410B | 40000 | 96% | Yes | 100 | 200 | 200 | 400 | 200 | 400 | 250 | 500
211779400 | KEEPRITE | N96MSN1002120A*D | 100000 | 95% | Yes | 100 | 200 | 150 | 300 | 200 | 400 | 250 | 500
211779409 | KEEPRITE | N96MSN1002122A | 100000 | 96.3% | Yes | 100 | 200 | 200 | 400 | 200 | 400 | 250 | 500
211779418 | KEEPRITE | N96MSN1002122A* | 100000 | 96.3% | Yes | 100 | 200 | 200 | 400 | 200 | 400 | 250 | 500
211779427 | KEEPRITE | N96MSN1002122A**D | 100000 | 95% | Yes | 100 | 200 | 150 | 300 | 200 | 400 | 250 | 500
211779436 | KEEPRITE | N96MSN1002122A*D | 100000 | 95% | Yes | 100 | 200 | 150 | 300 | 200 | 400 | 250 | 500
211779220 | KEEPRITE | N96MSN0401712A* | 40000 | 96.7% | Yes | 100 | 200 | 200 | 400 | 200 | 400 | 250 | 500
211779229 | KEEPRITE | N96MSN0401712A**D | 40000 | 95% | Yes | 100 | 200 | 150 | 300 | 200 | 400 | 250 | 500
211779238 | KEEPRITE | N96MSN0401712A*D | 40000 | 95% | Yes | 100 | 200 | 150 | 300 | 200 | 400 | 250 | 500
211779247 | KEEPRITE | N96MSN0601412A | 60000 | 95% | Yes | 100 | 200 | 150 | 300 | 200 | 400 | 250 | 500
211779256 | KEEPRITE | N96MSN0601412A* | 60000 | 95% | Yes | 100 | 200 | 150 | 300 | 200 | 400 | 250 | 500
213683628 | KEEPRITE | G97CMN1202422B | 120000 | 97% | Yes | 100 | 200 | 200 | 400 | 200 | 400 | 250 | 500
213683636 | KEEPRITE | G97CMN1202422B*D | 120000 | 95% | Yes | 100 | 200 | 150 | 300 | 200 | 400 | 250 | 500
213683654 | KEEPRITE | G97CMN0802120B | 80000 | 97% | Yes | 100 | 200 | 200 | 400 | 200 | 400 | 250 | 500
213683662 | KEEPRITE | G97CMN0802120B*D | 80000 | 95% | Yes | 100 | 200 | 150 | 300 | 200 | 400 | 250 | 500
205645644 | KEEPRITE | N95ESU0401712A | 40000 | 95% | Yes | 100 | 200 | 150 | 300 | 200 | 400 | 250 | 500
212594974 | KEEPRITE | G96VTN0401712B*D | 40000 | 95% | Yes | 100 | 200 | 150 | 300 | 200 | 400 | 250 | 500
212594984 | KEEPRITE | N96VSN0401410B | 40000 | 96% | Yes | 100 | 200 | 200 | 400 | 200 | 400 | 250 | 500
212594993 | KEEPRITE | N96VSN0401410B*D | 40000 | 95% | Yes | 100 | 200 | 150 | 300 | 200 | 400 | 250 | 500
212595002 | KEEPRITE | N96VSN0401712B | 40000 | 96.7% | Yes | 100 | 200 | 200 | 400 | 200 | 400 | 250 | 500
212595011 | KEEPRITE | N96VSN0401712B*D | 40000 | 95% | Yes | 100 | 200 | 150 | 300 | 200 | 400 | 250 | 500
211779445 | KEEPRITE | N96MSN1202422A | 120000 | 96.1% | Yes | 100 | 200 | 200 | 400 | 200 | 400 | 250 | 500
211779454 | KEEPRITE | N96MSN1202422A* | 120000 | 96.1% | Yes | 100 | 200 | 200 | 400 | 200 | 400 | 250 | 500
211779463 | KEEPRITE | N96MSN1202422A**D | 120000 | 95% | Yes | 100 | 200 | 150 | 300 | 200 | 400 | 250 | 500
211779472 | KEEPRITE | N96MSN1202422A*D | 120000 | 95% | Yes | 100 | 200 | 150 | 300 | 200 | 400 | 250 | 500
211779481 | KEEPRITE | N96MSN1402422A | 140000 | 95% | Yes | 100 | 200 | 150 | 300 | 200 | 400 | 250 | 500
211779265 | KEEPRITE | N96MSN0601412A**D | 60000 | 95% | Yes | 100 | 200 | 150 | 300 | 200 | 400 | 250 | 500
211779274 | KEEPRITE | N96MSN0601412A*D | 60000 | 95% | Yes | 100 | 200 | 150 | 300 | 200 | 400 | 250 | 500
211779283 | KEEPRITE | N96MSN0601716A | 60000 | 97% | Yes | 100 | 200 | 200 | 400 | 200 | 400 | 250 | 500
211779292 | KEEPRITE | N96MSN0601716A* | 60000 | 97% | Yes | 100 | 200 | 200 | 400 | 200 | 400 | 250 | 500
211779301 | KEEPRITE | N96MSN0601716A**D | 60000 | 95% | Yes | 100 | 200 | 150 | 300 | 200 | 400 | 250 | 500
212595063 | KEEPRITE | G96VTN0601412B | 60000 | 95% | Yes | 100 | 200 | 150 | 300 | 200 | 400 | 250 | 500
205822129 | KEEPRITE | N96VSN0401712A*D | 40000 | 95% | Yes | 100 | 200 | 150 | 300 | 200 | 400 | 250 | 500
205822140 | KEEPRITE | N96VSN0601412A | 60000 | 95% | Yes | 100 | 200 | 150 | 300 | 200 | 400 | 250 | 500
205822151 | KEEPRITE | N96VSN0601412A*D | 60000 | 95% | Yes | 100 | 200 | 150 | 300 | 200 | 400 | 250 | 500
205822162 | KEEPRITE | N96VSN0601714A | 60000 | 96% | Yes | 100 | 200 | 200 | 400 | 200 | 400 | 250 | 500
205822173 | KEEPRITE | N96VSN0601714A*D | 60000 | 95% | Yes | 100 | 200 | 150 | 300 | 200 | 400 | 250 | 500
212595293 | KEEPRITE | G96VTN1002122B | 100000 | 96.2% | Yes | 100 | 200 | 200 | 400 | 200 | 400 | 250 | 500
212595300 | KEEPRITE | G96VTN1002122B*D | 100000 | 95% | Yes | 100 | 200 | 150 | 300 | 200 | 400 | 250 | 500
212595309 | KEEPRITE | N96VSN1002120B | 100000 | 96.3% | Yes | 100 | 200 | 200 | 400 | 200 | 400 | 250 | 500
212595318 | KEEPRITE | N96VSN1002120B*D | 100000 | 95% | Yes | 100 | 200 | 150 | 300 | 200 | 400 | 250 | 500
212595173 | KEEPRITE | G96VTN0801716B | 80000 | 96.2% | Yes | 100 | 200 | 200 | 400 | 200 | 400 | 250 | 500
212595180 | KEEPRITE | G96VTN0801716B*D | 80000 | 95% | Yes | 100 | 200 | 150 | 300 | 200 | 400 | 250 | 500
212595187 | KEEPRITE | G96VTN0802120B | 80000 | 96.7% | Yes | 100 | 200 | 200 | 400 | 200 | 400 | 250 | 500
212595194 | KEEPRITE | G96VTN0802120B*D | 80000 | 95% | Yes | 100 | 200 | 150 | 300 | 200 | 400 | 250 | 500
211779002 | KEEPRITE | N92MSN1202420A* | 120000 | 92.1% | Yes | 100 | 200 | 100 | 200 | 200 | 400 | 250 | 500
213683580 | KEEPRITE | G97CMN0602120B | 61000 | 98% | Yes | 100 | 200 | 200 | 400 | 200 | 400 | 250 | 500
213683588 | KEEPRITE | G97CMN0602120B*D | 61000 | 96.7% | Yes | 100 | 200 | 200 | 400 | 200 | 400 | 250 | 500
213683596 | KEEPRITE | G97CMN0801714B | 80000 | 97% | Yes | 100 | 200 | 200 | 400 | 200 | 400 | 250 | 500
213683604 | KEEPRITE | G97CMN0801714B*D | 80000 | 95% | Yes | 100 | 200 | 150 | 300 | 200 | 400 | 250 | 500
213683612 | KEEPRITE | G97CMN1002122B | 100000 | 97% | Yes | 100 | 200 | 200 | 400 | 200 | 400 | 250 | 500
213683620 | KEEPRITE | G97CMN1002122B*D | 100000 | 95% | Yes | 100 | 200 | 150 | 300 | 200 | 400 | 250 | 500
211780733 | KEEPRITE | N96MSN0801716A | 80000 | 97% | Yes | 100 | 200 | 200 | 400 | 200 | 400 | 250 | 500
211780742 | KEEPRITE | N96MSN0801716A* | 80000 | 97% | Yes | 100 | 200 | 200 | 400 | 200 | 400 | 250 | 500
205822184 | KEEPRITE | N96VSN0801716A | 80000 | 96% | Yes | 100 | 200 | 200 | 400 | 200 | 400 | 250 | 500
205822195 | KEEPRITE | N96VSN0801716A*D | 80000 | 95% | Yes | 100 | 200 | 150 | 300 | 200 | 400 | 250 | 500
205822206 | KEEPRITE | N96VSN0802120A | 80000 | 96% | Yes | 100 | 200 | 200 | 400 | 200 | 400 | 250 | 500
205822217 | KEEPRITE | N96VSN0802120A*D | 80000 | 95% | Yes | 100 | 200 | 150 | 300 | 200 | 400 | 250 | 500
212595353 | KEEPRITE | G96VTN1202422B | 120000 | 96.7% | Yes | 100 | 200 | 200 | 400 | 200 | 400 | 250 | 500
212595360 | KEEPRITE | G96VTN1202422B*D | 120000 | 95% | Yes | 100 | 200 | 150 | 300 | 200 | 400 | 250 | 500
212595370 | KEEPRITE | N96VSN1202422B | 120000 | 96.1% | Yes | 100 | 200 | 200 | 400 | 200 | 400 | 250 | 500
211779490 | KEEPRITE | N96MSN1402422A*D | 140000 | 95% | Yes | 100 | 200 | 150 | 300 | 200 | 400 | 250 | 500
211779355 | KEEPRITE | N96MSN0802120A**D | 80000 | 95% | Yes | 100 | 200 | 150 | 300 | 200 | 400 | 250 | 500
211779364 | KEEPRITE | N96MSN0802120A*D | 80000 | 95% | Yes | 100 | 200 | 150 | 300 | 200 | 400 | 250 | 500
211779373 | KEEPRITE | N96MSN1002120A | 100000 | 96.3% | Yes | 100 | 200 | 200 | 400 | 200 | 400 | 250 | 500
211779382 | KEEPRITE | N96MSN1002120A* | 100000 | 96.3% | Yes | 100 | 200 | 200 | 400 | 200 | 400 | 250 | 500
211779391 | KEEPRITE | N96MSN1002120A**D | 100000 | 95% | Yes | 100 | 200 | 150 | 300 | 200 | 400 | 250 | 500
211778912 | KEEPRITE | N92MSN0601714A* | 60000 | 92.1% | Yes | 100 | 200 | 100 | 200 | 200 | 400 | 250 | 500
211779310 | KEEPRITE | N96MSN0601716A*D | 60000 | 95% | Yes | 100 | 200 | 150 | 300 | 200 | 400 | 250 | 500
211779319 | KEEPRITE | N96MSN0801716A**D | 80000 | 95% | Yes | 100 | 200 | 150 | 300 | 200 | 400 | 250 | 500
211779328 | KEEPRITE | N96MSN0801716A*D | 80000 | 95% | Yes | 100 | 200 | 150 | 300 | 200 | 400 | 250 | 500
211779337 | KEEPRITE | N96MSN0802120A | 80000 | 97% | Yes | 100 | 200 | 200 | 400 | 200 | 400 | 250 | 500
211779346 | KEEPRITE | N96MSN0802120A* | 80000 | 97% | Yes | 100 | 200 | 200 | 400 | 200 | 400 | 250 | 500
201704355 | KELVINATOR | KG7SC 038D-23A | 38000 | 92.1% | No | 100 | 200 | 0 | 0 | 100 | 200 | 250 | 500
201714163 | KELVINATOR | KG7SC 038D-23A* | 38000 | 92.1% | No | 100 | 200 | 0 | 0 | 100 | 200 | 250 | 500
201714324 | KELVINATOR | KG7SD 038D-24B* | 38000 | 95% | No | 100 | 200 | 0 | 0 | 100 | 200 | 250 | 500
201704516 | KELVINATOR | KG7SD 038D-24B | 38000 | 95% | No | 100 | 200 | 0 | 0 | 100 | 200 | 250 | 500
201714186 | KELVINATOR | KG7SC 054D-24B* | 54000 | 92.1% | No | 100 | 200 | 0 | 0 | 100 | 200 | 250 | 500
201714462 | KELVINATOR | KG7SL 054D-24B* | 54000 | 92.1% | No | 100 | 200 | 0 | 0 | 100 | 200 | 250 | 500
201704378 | KELVINATOR | KG7SC 054D-24B | 54000 | 92.1% | No | 100 | 200 | 0 | 0 | 100 | 200 | 250 | 500
201704769 | KELVINATOR | KG7SL 054D-24B | 54000 | 92.1% | No | 100 | 200 | 0 | 0 | 100 | 200 | 250 | 500
201714232 | KELVINATOR | KG7SC 072D-35C* | 72000 | 92.1% | No | 100 | 200 | 0 | 0 | 100 | 200 | 250 | 500
201714485 | KELVINATOR | KG7SL 072D-24B* | 72000 | 92.1% | No | 100 | 200 | 0 | 0 | 100 | 200 | 250 | 500
201704401 | KELVINATOR | KG7SC 072D-24B | 72000 | 92.1% | No | 100 | 200 | 0 | 0 | 100 | 200 | 250 | 500
201704424 | KELVINATOR | KG7SC 072D-35C | 72000 | 92.1% | No | 100 | 200 | 0 | 0 | 100 | 200 | 250 | 500
201704792 | KELVINATOR | KG7SL 072D-24B | 72000 | 92.1% | No | 100 | 200 | 0 | 0 | 100 | 200 | 250 | 500
201714209 | KELVINATOR | KG7SC 072D-24B* | 72000 | 92.1% | No | 100 | 200 | 0 | 0 | 100 | 200 | 250 | 500
201714347 | KELVINATOR | KG7SD 054D-24B* | 54000 | 95% | No | 100 | 200 | 0 | 0 | 100 | 200 | 250 | 500
201714554 | KELVINATOR | KG7SM 054D-24B* | 54000 | 95% | No | 100 | 200 | 0 | 0 | 100 | 200 | 250 | 500
201704539 | KELVINATOR | KG7SD 054D-24B | 54000 | 95% | No | 100 | 200 | 0 | 0 | 100 | 200 | 250 | 500
201704861 | KELVINATOR | KG7SM 054D-24B | 54000 | 95% | No | 100 | 200 | 0 | 0 | 100 | 200 | 250 | 500
201714370 | KELVINATOR | KG7SD 072D-35C* | 72000 | 95% | No | 100 | 200 | 0 | 0 | 100 | 200 | 250 | 500
201714577 | KELVINATOR | KG7SM 072D-35C* | 72000 | 95% | No | 100 | 200 | 0 | 0 | 100 | 200 | 250 | 500
201704562 | KELVINATOR | KG7SD 072D-35C | 72000 | 95% | No | 100 | 200 | 0 | 0 | 100 | 200 | 250 | 500
201714255 | KELVINATOR | KG7SC 090D-35C* | 90000 | 92.1% | No | 100 | 200 | 0 | 0 | 100 | 200 | 250 | 500
201704815 | KELVINATOR | KG7SL 090D-35C | 90000 | 92.1% | No | 100 | 200 | 0 | 0 | 100 | 200 | 250 | 500
201714278 | KELVINATOR | KG7SC 108D-45D* | 108000 | 92.1% | No | 100 | 200 | 0 | 0 | 100 | 200 | 250 | 500
201704470 | KELVINATOR | KG7SC 108D-45D | 108000 | 92.1% | No | 100 | 200 | 0 | 0 | 100 | 200 | 250 | 500
201704884 | KELVINATOR | KG7SM 072D-35C | 72000 | 95% | No | 100 | 200 | 0 | 0 | 100 | 200 | 250 | 500
201714508 | KELVINATOR | KG7SL 090D-35C* | 90000 | 92.1% | No | 100 | 200 | 0 | 0 | 100 | 200 | 250 | 500
201704447 | KELVINATOR | KG7SC 090D-35C | 90000 | 92.1% | No | 100 | 200 | 0 | 0 | 100 | 200 | 250 | 500
201714393 | KELVINATOR | KG7SD 090D-35C* | 90000 | 95% | No | 100 | 200 | 0 | 0 | 100 | 200 | 250 | 500
201714600 | KELVINATOR | KG7SM 090D-35C* | 90000 | 95% | No | 100 | 200 | 0 | 0 | 100 | 200 | 250 | 500
201704585 | KELVINATOR | KG7SD 090D-35C | 90000 | 95% | No | 100 | 200 | 0 | 0 | 100 | 200 | 250 | 500
201704907 | KELVINATOR | KG7SM 090D-35C | 90000 | 95% | No | 100 | 200 | 0 | 0 | 100 | 200 | 250 | 500
201714416 | KELVINATOR | KG7SD 108D-45D* | 108000 | 95% | No | 100 | 200 | 0 | 0 | 100 | 200 | 250 | 500
201704608 | KELVINATOR | KG7SD 108D-45D | 108000 | 95% | No | 100 | 200 | 0 | 0 | 100 | 200 | 250 | 500
201714623 | KELVINATOR | KG7SM 118D-45D* | 118000 | 95% | No | 100 | 200 | 0 | 0 | 100 | 200 | 250 | 500
201704930 | KELVINATOR | KG7SM 118D-45D | 118000 | 95% | No | 100 | 200 | 0 | 0 | 100 | 200 | 250 | 500
201714301 | KELVINATOR | KG7SC 120D-45D* | 120000 | 92.1% | No | 100 | 200 | 0 | 0 | 100 | 200 | 250 | 500
201714531 | KELVINATOR | KG7SL 120D-45D* | 120000 | 92.1% | No | 100 | 200 | 0 | 0 | 100 | 200 | 250 | 500
201704493 | KELVINATOR | KG7SC 120D-45D | 120000 | 92.1% | No | 100 | 200 | 0 | 0 | 100 | 200 | 250 | 500
201704838 | KELVINATOR | KG7SL 120D-45D | 120000 | 92.1% | No | 100 | 200 | 0 | 0 | 100 | 200 | 250 | 500
201714439 | KELVINATOR | KG7SD 120D-45D* | 120000 | 95% | No | 100 | 200 | 0 | 0 | 100 | 200 | 250 | 500
201704631 | KELVINATOR | KG7SD 120D-45D | 120000 | 95% | No | 100 | 200 | 0 | 0 | 100 | 200 | 250 | 500
202330104 | KELVINATOR | KGSD 038D-23EB* | 38000 | 95% | Yes | 100 | 200 | 150 | 300 | 200 | 400 | 250 | 500
201713804 | KELVINATOR | KG7SD 038D-23EB1 | 38000 | 95% | Yes | 100 | 200 | 150 | 300 | 200 | 400 | 250 | 500
204037003 | KELVINATOR | KG7TC-060*-E24B1 | 60000 | 95% | Yes | 100 | 200 | 150 | 300 | 200 | 400 | 250 | 500
204036812 | KELVINATOR | KG7TC-060D-E24B1 | 60000 | 95% | Yes | 100 | 200 | 150 | 300 | 200 | 400 | 250 | 500
201705091 | KELVINATOR | KG7TC 060*-*B* | 60000 | 95.1% | Yes | 100 | 200 | 150 | 300 | 200 | 400 | 250 | 500
201711806 | KELVINATOR | KG7SD 072D-35EC | 72000 | 95% | Yes | 100 | 200 | 150 | 300 | 200 | 400 | 250 | 500
201714669 | KELVINATOR | KG7SD 072D-35EC* | 72000 | 95% | Yes | 100 | 200 | 150 | 300 | 200 | 400 | 250 | 500
204037012 | KELVINATOR | KG7TC-080*-E35C1 | 80000 | 95% | Yes | 100 | 200 | 150 | 300 | 200 | 400 | 250 | 500
204036827 | KELVINATOR | KG7TC-080D-E35C1 | 80000 | 95% | Yes | 100 | 200 | 150 | 300 | 200 | 400 | 250 | 500
201705114 | KELVINATOR | KG7TC 080*-*C* | 80000 | 95.1% | Yes | 100 | 200 | 150 | 300 | 200 | 400 | 250 | 500
201711829 | KELVINATOR | KG7SD 090D-35EC | 90000 | 95% | Yes | 100 | 200 | 150 | 300 | 200 | 400 | 250 | 500
201714692 | KELVINATOR | KG7SD 090D-35EC* | 90000 | 95% | Yes | 100 | 200 | 150 | 300 | 200 | 400 | 250 | 500
201711783 | KELVINATOR | KG7SD 054D-23EB | 54000 | 95% | Yes | 100 | 200 | 150 | 300 | 200 | 400 | 250 | 500
201714646 | KELVINATOR | KG7SD 054D-23EB* | 54000 | 95% | Yes | 100 | 200 | 150 | 300 | 200 | 400 | 250 | 500
204037021 | KELVINATOR | KG7TC-100*-E35C1 | 100000 | 95% | Yes | 100 | 200 | 150 | 300 | 200 | 400 | 250 | 500
204036842 | KELVINATOR | KG7TC-100D-E35C1 | 100000 | 95% | Yes | 100 | 200 | 150 | 300 | 200 | 400 | 250 | 500
201705137 | KELVINATOR | KG7TC 100*-*C* | 100000 | 95.1% | Yes | 100 | 200 | 150 | 300 | 200 | 400 | 250 | 500
201711852 | KELVINATOR | KG7SD 108D-35ED | 108000 | 95% | Yes | 100 | 200 | 150 | 300 | 200 | 400 | 250 | 500
201714715 | KELVINATOR | KG7SD 108D-35ED* | 108000 | 95% | Yes | 100 | 200 | 150 | 300 | 200 | 400 | 250 | 500
201711875 | KELVINATOR | KG7SD 120D-35ED | 120000 | 94.3% | Yes | 100 | 200 | 150 | 300 | 200 | 400 | 250 | 500
201714738 | KELVINATOR | KG7SD 120D-35ED* | 120000 | 94.3% | Yes | 100 | 200 | 150 | 300 | 200 | 400 | 250 | 500
204036856 | KELVINATOR | KG7TC-120D-E45D1 | 120000 | 95% | Yes | 100 | 200 | 150 | 300 | 200 | 400 | 250 | 500
204037029 | KELVINATOR | KG7TC-120*-E45D1 | 120000 | 95% | Yes | 100 | 200 | 150 | 300 | 200 | 400 | 250 | 500
201705160 | KELVINATOR | KG7TC 120*-*D* | 120000 | 95.1% | Yes | 100 | 200 | 150 | 300 | 200 | 400 | 250 | 500
204036933 | KELVINATOR | KG7TN-080D-E35C1 | 80000 | 96% | Yes | 100 | 200 | 200 | 400 | 200 | 400 | 250 | 500
204036977 | KELVINATOR | KG7TE-080D-E35C1 | 80000 | 96% | Yes | 100 | 200 | 200 | 400 | 200 | 400 | 250 | 500
202330021 | KELVINATOR | KG7TE 080D*-35C* | 80000 | 96% | Yes | 100 | 200 | 200 | 400 | 200 | 400 | 250 | 500
202330045 | KELVINATOR | KG7TN 080D-35C* | 80000 | 96% | Yes | 100 | 200 | 200 | 400 | 200 | 400 | 250 | 500
201714874 | KELVINATOR | KG7TE 080*-*C* | 80000 | 96% | Yes | 100 | 200 | 200 | 400 | 200 | 400 | 250 | 500
201714897 | KELVINATOR | KG7TE 080*-VC* | 80000 | 96% | Yes | 100 | 200 | 200 | 400 | 200 | 400 | 250 | 500
201714094 | KELVINATOR | KG7TN 080*-*C* | 80000 | 96% | Yes | 100 | 200 | 200 | 400 | 200 | 400 | 250 | 500
204036926 | KELVINATOR | KG7TE-100D-E35C1 | 100000 | 96% | Yes | 100 | 200 | 200 | 400 | 200 | 400 | 250 | 500
204036947 | KELVINATOR | KG7TN-100D-E35C1 | 100000 | 96% | Yes | 100 | 200 | 200 | 400 | 200 | 400 | 250 | 500
202330027 | KELVINATOR | KG7TE 100D-35C* | 100000 | 96% | Yes | 100 | 200 | 200 | 400 | 200 | 400 | 250 | 500
202330051 | KELVINATOR | KG7TN 100D-35C* | 100000 | 96% | Yes | 100 | 200 | 200 | 400 | 200 | 400 | 250 | 500
201714920 | KELVINATOR | KG7TE 100*-VC* | 100000 | 96% | Yes | 100 | 200 | 200 | 400 | 200 | 400 | 250 | 500
201714071 | KELVINATOR | KG7TE 100*-*C* | 100000 | 96% | Yes | 100 | 200 | 200 | 400 | 200 | 400 | 250 | 500
201714117 | KELVINATOR | KG7TN 100*-*C* | 100000 | 96% | Yes | 100 | 200 | 200 | 400 | 200 | 400 | 250 | 500
204036954 | KELVINATOR | KG7TN-115D-E45D1 | 115000 | 96% | Yes | 100 | 200 | 200 | 400 | 200 | 400 | 250 | 500
202330033 | KELVINATOR | KG7TE 115D-45D* | 115000 | 96% | Yes | 100 | 200 | 200 | 400 | 200 | 400 | 250 | 500
202330057 | KELVINATOR | KG7TN 115D-45D* | 115000 | 96% | Yes | 100 | 200 | 200 | 400 | 200 | 400 | 250 | 500
201714048 | KELVINATOR | KG7TE 115*-*D* | 115000 | 96% | Yes | 100 | 200 | 200 | 400 | 200 | 400 | 250 | 500
201714140 | KELVINATOR | KG7TN 115*-*D* | 115000 | 96% | Yes | 100 | 200 | 200 | 400 | 200 | 400 | 250 | 500
204036987 | KELVINATOR | KG7TN-060D-E24B1 | 60000 | 96% | Yes | 100 | 200 | 200 | 400 | 200 | 400 | 250 | 500
202330015 | KELVINATOR | KG7TE 060D-24B* | 60000 | 96% | Yes | 100 | 200 | 200 | 400 | 200 | 400 | 250 | 500
202330039 | KELVINATOR | KG7TN 060D-24B* | 60000 | 96% | Yes | 100 | 200 | 200 | 400 | 200 | 400 | 250 | 500
204037061 | KELVINATOR | KG7TE-060D-E24B1 | 60000 | 96% | Yes | 100 | 200 | 200 | 400 | 200 | 400 | 250 | 500
201714851 | KELVINATOR | KG7TN 060*-*B* | 60000 | 96% | Yes | 100 | 200 | 200 | 400 | 200 | 400 | 250 | 500
201714025 | KELVINATOR | KG7TE 060*-*B* | 60000 | 96% | Yes | 100 | 200 | 200 | 400 | 200 | 400 | 250 | 500
201712095 | KENMORE | N9MSE0261408A*D | 26000 | 95% | No | 100 | 200 | 0 | 0 | 100 | 200 | 250 | 500
201710572 | KENMORE | N9MSE0261408A | 26000 | 96% | No | 100 | 200 | 0 | 0 | 100 | 200 | 250 | 500
201707524 | KENMORE | N9MSB0601412C | 60000 | 92.1% | No | 100 | 200 | 0 | 0 | 100 | 200 | 250 | 500
201707534 | KENMORE | N9MSB0601716C | 60000 | 92.1% | No | 100 | 200 | 0 | 0 | 100 | 200 | 250 | 500
201707504 | KENMORE | N9MSB0401410C | 40000 | 92.1% | No | 100 | 200 | 0 | 0 | 100 | 200 | 250 | 500
201707514 | KENMORE | N9MSB0401712C | 40000 | 92.1% | No | 100 | 200 | 0 | 0 | 100 | 200 | 250 | 500
201712828 | KENMORE | N9MSB0401410C** | 40000 | 92.1% | No | 100 | 200 | 0 | 0 | 100 | 200 | 250 | 500
201712838 | KENMORE | N9MSB0401712C** | 40000 | 92.1% | No | 100 | 200 | 0 | 0 | 100 | 200 | 250 | 500
201712848 | KENMORE | N9MSB0601412C** | 60000 | 92.1% | No | 100 | 200 | 0 | 0 | 100 | 200 | 250 | 500
201712858 | KENMORE | N9MSB0601716C** | 60000 | 92.1% | No | 100 | 200 | 0 | 0 | 100 | 200 | 250 | 500
201706021 | KENMORE | N9MSB0801716B | 80000 | 92.1% | No | 100 | 200 | 0 | 0 | 100 | 200 | 250 | 500
201707584 | KENMORE | N9MSB1202420C | 120000 | 92.1% | No | 100 | 200 | 0 | 0 | 100 | 200 | 250 | 500
201712898 | KENMORE | N9MSB1202420C** | 120000 | 92.1% | No | 100 | 200 | 0 | 0 | 100 | 200 | 250 | 500
201712125 | KENMORE | N9MSE0601410A*D | 60000 | 95% | No | 100 | 200 | 0 | 0 | 100 | 200 | 250 | 500
201712135 | KENMORE | N9MSE0601714A*D | 60000 | 95% | No | 100 | 200 | 0 | 0 | 100 | 200 | 250 | 500
201712588 | KENMORE | N9MSE0601410A**D | 60000 | 95% | No | 100 | 200 | 0 | 0 | 100 | 200 | 250 | 500
201712598 | KENMORE | N9MSE0601714A**D | 60000 | 95% | No | 100 | 200 | 0 | 0 | 100 | 200 | 250 | 500
201702406 | KENMORE | N9MSE0601410A | 60000 | 95.5% | No | 100 | 200 | 0 | 0 | 100 | 200 | 250 | 500
201712498 | KENMORE | N9MSE0601410A** | 60000 | 95.5% | No | 100 | 200 | 0 | 0 | 100 | 200 | 250 | 500
201702416 | KENMORE | N9MSE0601714A | 60000 | 96% | No | 100 | 200 | 0 | 0 | 100 | 200 | 250 | 500
201712508 | KENMORE | N9MSE0601714A** | 60000 | 96% | No | 100 | 200 | 0 | 0 | 100 | 200 | 250 | 500
201702476 | KENMORE | N9MSE1402420A | 140000 | 96% | No | 100 | 200 | 0 | 0 | 100 | 200 | 250 | 500
201712195 | KENMORE | N9MSE1402420A*D | 140000 | 94.4% | No | 100 | 200 | 0 | 0 | 100 | 200 | 250 | 500
201707574 | KENMORE | N9MSB1002120C | 100000 | 92.1% | No | 100 | 200 | 0 | 0 | 100 | 200 | 250 | 500
201712878 | KENMORE | N9MSB1002116C** | 100000 | 92.1% | No | 100 | 200 | 0 | 0 | 100 | 200 | 250 | 500
201712105 | KENMORE | N9MSE0401410A*D | 40000 | 95% | No | 100 | 200 | 0 | 0 | 100 | 200 | 250 | 500
201712115 | KENMORE | N9MSE0401712A*D | 40000 | 95% | No | 100 | 200 | 0 | 0 | 100 | 200 | 250 | 500
201712568 | KENMORE | N9MSE0401410A**D | 40000 | 95% | No | 100 | 200 | 0 | 0 | 100 | 200 | 250 | 500
201712578 | KENMORE | N9MSE0401712A**D | 40000 | 95% | No | 100 | 200 | 0 | 0 | 100 | 200 | 250 | 500
201702396 | KENMORE | N9MSE0401410A | 40000 | 96% | No | 100 | 200 | 0 | 0 | 100 | 200 | 250 | 500
201712488 | KENMORE | N9MSE0401410A** | 40000 | 96% | No | 100 | 200 | 0 | 0 | 100 | 200 | 250 | 500
201712558 | KENMORE | N9MSE0401712A** | 40000 | 96% | No | 100 | 200 | 0 | 0 | 100 | 200 | 250 | 500
201706191 | KENMORE | N9MSE0401712A | 40000 | 96% | No | 100 | 200 | 0 | 0 | 100 | 200 | 250 | 500
201707554 | KENMORE | N9MSB0802120C | 80000 | 92.1% | No | 100 | 200 | 0 | 0 | 100 | 200 | 250 | 500
201712818 | KENMORE | N9MSB0801716B** | 80000 | 92.1% | No | 100 | 200 | 0 | 0 | 100 | 200 | 250 | 500
201712868 | KENMORE | N9MSB0802120C** | 80000 | 92.1% | No | 100 | 200 | 0 | 0 | 100 | 200 | 250 | 500
201712145 | KENMORE | N9MSE0801716A*D | 80000 | 95% | No | 100 | 200 | 0 | 0 | 100 | 200 | 250 | 500
201712155 | KENMORE | N9MSE0802120A*D | 80000 | 95% | No | 100 | 200 | 0 | 0 | 100 | 200 | 250 | 500
201712608 | KENMORE | N9MSE0801716A**D | 80000 | 95% | No | 100 | 200 | 0 | 0 | 100 | 200 | 250 | 500
201712618 | KENMORE | N9MSE0802120A**D | 80000 | 95% | No | 100 | 200 | 0 | 0 | 100 | 200 | 250 | 500
201702426 | KENMORE | N9MSE0801716A | 80000 | 96% | No | 100 | 200 | 0 | 0 | 100 | 200 | 250 | 500
201702436 | KENMORE | N9MSE0802120A | 80000 | 96% | No | 100 | 200 | 0 | 0 | 100 | 200 | 250 | 500
201712518 | KENMORE | N9MSE0801716A** | 80000 | 96% | No | 100 | 200 | 0 | 0 | 100 | 200 | 250 | 500
201706564 | KENMORE | N9MSE0802120A* | 80000 | 96% | No | 100 | 200 | 0 | 0 | 100 | 200 | 250 | 500
201707564 | KENMORE | N9MSB1002116C | 100000 | 92.1% | No | 100 | 200 | 0 | 0 | 100 | 200 | 250 | 500
201712888 | KENMORE | N9MSB1002120C** | 100000 | 92.1% | No | 100 | 200 | 0 | 0 | 100 | 200 | 250 | 500
201712165 | KENMORE | N9MSE1002114A*D | 100000 | 95% | No | 100 | 200 | 0 | 0 | 100 | 200 | 250 | 500
201712175 | KENMORE | N9MSE1002120A*D | 100000 | 95% | No | 100 | 200 | 0 | 0 | 100 | 200 | 250 | 500
201712628 | KENMORE | N9MSE1002114A**D | 100000 | 95% | No | 100 | 200 | 0 | 0 | 100 | 200 | 250 | 500
201712638 | KENMORE | N9MSE1002120A**D | 100000 | 95% | No | 100 | 200 | 0 | 0 | 100 | 200 | 250 | 500
201702446 | KENMORE | N9MSE1002114A | 100000 | 96% | No | 100 | 200 | 0 | 0 | 100 | 200 | 250 | 500
201702456 | KENMORE | N9MSE1002120A | 100000 | 96% | No | 100 | 200 | 0 | 0 | 100 | 200 | 250 | 500
201712528 | KENMORE | N9MSE1002114A** | 100000 | 96% | No | 100 | 200 | 0 | 0 | 100 | 200 | 250 | 500
201712538 | KENMORE | N9MSE1002120A** | 100000 | 96% | No | 100 | 200 | 0 | 0 | 100 | 200 | 250 | 500
201712185 | KENMORE | N9MSE1202420A*D | 120000 | 95% | No | 100 | 200 | 0 | 0 | 100 | 200 | 250 | 500
201712648 | KENMORE | N9MSE1202420A**D | 120000 | 95% | No | 100 | 200 | 0 | 0 | 100 | 200 | 250 | 500
201702466 | KENMORE | N9MSE1202420A | 120000 | 96% | No | 100 | 200 | 0 | 0 | 100 | 200 | 250 | 500
201712548 | KENMORE | N9MSE1202420A** | 120000 | 96% | No | 100 | 200 | 0 | 0 | 100 | 200 | 250 | 500
203359658 | KENMORE | N92ESN0401410A* | 40000 | 92.1% | Yes | 100 | 200 | 100 | 200 | 200 | 400 | 250 | 500
203359677 | KENMORE | N92ESN0401712A | 40000 | 92.1% | Yes | 100 | 200 | 100 | 200 | 200 | 400 | 250 | 500
203359695 | KENMORE | N92ESN0401712A* | 40000 | 92.1% | Yes | 100 | 200 | 100 | 200 | 200 | 400 | 250 | 500
203359713 | KENMORE | N92ESN0601412A | 60000 | 92.1% | Yes | 100 | 200 | 100 | 200 | 200 | 400 | 250 | 500
203359731 | KENMORE | N92ESN0601412A* | 60000 | 92.1% | Yes | 100 | 200 | 100 | 200 | 200 | 400 | 250 | 500
203359750 | KENMORE | N92ESN0601714A | 60000 | 92.1% | Yes | 100 | 200 | 100 | 200 | 200 | 400 | 250 | 500
203359769 | KENMORE | N92ESN0601714A* | 60000 | 92.1% | Yes | 100 | 200 | 100 | 200 | 200 | 400 | 250 | 500
203359640 | KENMORE | N92ESN0401410A | 40000 | 92.1% | Yes | 100 | 200 | 100 | 200 | 200 | 400 | 250 | 500
203359866 | KENMORE | N92ESN1002120A* | 100000 | 92.1% | Yes | 100 | 200 | 100 | 200 | 200 | 400 | 250 | 500
205001057 | KENMORE | N92ESN1002122A* | 100000 | 92.1% | Yes | 100 | 200 | 100 | 200 | 200 | 400 | 250 | 500
203359817 | KENMORE | N92ESN0802120A | 80000 | 92.1% | Yes | 100 | 200 | 100 | 200 | 200 | 400 | 250 | 500
203359834 | KENMORE | N92ESN0802120A* | 80000 | 92.1% | Yes | 100 | 200 | 100 | 200 | 200 | 400 | 250 | 500
203359787 | KENMORE | N92ESN0801716A | 80000 | 92.1% | Yes | 100 | 200 | 100 | 200 | 200 | 400 | 250 | 500
203359884 | KENMORE | N92ESN1202420A | 120000 | 92.1% | Yes | 100 | 200 | 100 | 200 | 200 | 400 | 250 | 500
203359902 | KENMORE | N92ESN1202420A* | 120000 | 92.1% | Yes | 100 | 200 | 100 | 200 | 200 | 400 | 250 | 500
205001048 | KENMORE | N92ESN1002122A | 100000 | 92.1% | Yes | 100 | 200 | 100 | 200 | 200 | 400 | 250 | 500
203359803 | KENMORE | N92ESN0801716A* | 80000 | 92.1% | Yes | 100 | 200 | 100 | 200 | 200 | 400 | 250 | 500
203359850 | KENMORE | N92ESN1002120A | 100000 | 92.1% | Yes | 100 | 200 | 100 | 200 | 200 | 400 | 250 | 500
201712047 | KENMORE | F9MXE0261410A*D | 26000 | 95% | Yes | 100 | 200 | 150 | 300 | 200 | 400 | 250 | 500
201712304 | KENMORE | G9MXE0261410A*D | 26000 | 95% | Yes | 100 | 200 | 150 | 300 | 200 | 400 | 250 | 500
203360473 | KENMORE | N95ESN0261410A*D | 26000 | 95% | Yes | 100 | 200 | 150 | 300 | 200 | 400 | 250 | 500
201712676 | KENMORE | F9MXE0401410A**D | 40000 | 95% | Yes | 100 | 200 | 150 | 300 | 200 | 400 | 250 | 500
201712023 | KENMORE | F9MVE0401410A*D | 40000 | 95% | Yes | 100 | 200 | 150 | 300 | 200 | 400 | 250 | 500
201712026 | KENMORE | F9MVE0401712A*D | 40000 | 95% | Yes | 100 | 200 | 150 | 300 | 200 | 400 | 250 | 500
201712050 | KENMORE | F9MXE0401410A*D | 40000 | 95% | Yes | 100 | 200 | 150 | 300 | 200 | 400 | 250 | 500
201712199 | KENMORE | F9MXT0401410A*D | 40000 | 95% | Yes | 100 | 200 | 150 | 300 | 200 | 400 | 250 | 500
201712679 | KENMORE | F9MXE0401712A**D | 40000 | 95% | Yes | 100 | 200 | 150 | 300 | 200 | 400 | 250 | 500
201712202 | KENMORE | F9MXT0401712A*D | 40000 | 95% | Yes | 100 | 200 | 150 | 300 | 200 | 400 | 250 | 500
201712761 | KENMORE | G9MXE0401410A**D | 40000 | 95% | Yes | 100 | 200 | 150 | 300 | 200 | 400 | 250 | 500
201712768 | KENMORE | G9MXE0401712A**D | 40000 | 95% | Yes | 100 | 200 | 150 | 300 | 200 | 400 | 250 | 500
201712311 | KENMORE | G9MXE0401410A*D | 40000 | 95% | Yes | 100 | 200 | 150 | 300 | 200 | 400 | 250 | 500
201712318 | KENMORE | G9MXE0401712A*D | 40000 | 95% | Yes | 100 | 200 | 150 | 300 | 200 | 400 | 250 | 500
203359191 | KENMORE | F96VTN0401712A*D | 40000 | 95% | Yes | 100 | 200 | 150 | 300 | 200 | 400 | 250 | 500
203924795 | KENMORE | N95ESN0401410A**D | 40000 | 95% | Yes | 100 | 200 | 150 | 300 | 200 | 400 | 250 | 500
203924796 | KENMORE | N95ESN0401410A*D | 40000 | 95% | Yes | 100 | 200 | 150 | 300 | 200 | 400 | 250 | 500
203924827 | KENMORE | F96VTN0401410A*D | 40000 | 95% | Yes | 100 | 200 | 150 | 300 | 200 | 400 | 250 | 500
203924858 | KENMORE | G96VTN0401410A*D | 40000 | 95% | Yes | 100 | 200 | 150 | 300 | 200 | 400 | 250 | 500
203360702 | KENMORE | N95ESN0401712A**D | 40000 | 95% | Yes | 100 | 200 | 150 | 300 | 200 | 400 | 250 | 500
203359287 | KENMORE | G96VTN0401712A*D | 40000 | 95% | Yes | 100 | 200 | 150 | 300 | 200 | 400 | 250 | 500
203360475 | KENMORE | N95ESN0401712A*D | 40000 | 95% | Yes | 100 | 200 | 150 | 300 | 200 | 400 | 250 | 500
203359328 | KENMORE | F96CTN0601714A*D | 60000 | 95% | Yes | 100 | 200 | 150 | 300 | 200 | 400 | 250 | 500
201707003 | KENMORE | G9MVE0601412A | 60000 | 95% | Yes | 100 | 200 | 150 | 300 | 200 | 400 | 250 | 500
201712682 | KENMORE | F9MXE0601412A**D | 60000 | 95% | Yes | 100 | 200 | 150 | 300 | 200 | 400 | 250 | 500
201712367 | KENMORE | G9MXT0401410A*D | 40000 | 95% | Yes | 100 | 200 | 150 | 300 | 200 | 400 | 250 | 500
201712374 | KENMORE | G9MXT0401712A*D | 40000 | 95% | Yes | 100 | 200 | 150 | 300 | 200 | 400 | 250 | 500
201712685 | KENMORE | F9MXE0601714A**D | 60000 | 95% | Yes | 100 | 200 | 150 | 300 | 200 | 400 | 250 | 500
201712008 | KENMORE | F9MAE0601714A*D | 60000 | 95% | Yes | 100 | 200 | 150 | 300 | 200 | 400 | 250 | 500
201712029 | KENMORE | F9MVE0601412A*D | 60000 | 95% | Yes | 100 | 200 | 150 | 300 | 200 | 400 | 250 | 500
201712032 | KENMORE | F9MVE0601714A*D | 60000 | 95% | Yes | 100 | 200 | 150 | 300 | 200 | 400 | 250 | 500
201712056 | KENMORE | F9MXE0601412A*D | 60000 | 95% | Yes | 100 | 200 | 150 | 300 | 200 | 400 | 250 | 500
201712077 | KENMORE | F9MXT0601714A*D | 60000 | 95% | Yes | 100 | 200 | 150 | 300 | 200 | 400 | 250 | 500
204543734 | KENMORE | N95ESU0601716A | 60000 | 95% | Yes | 100 | 200 | 150 | 300 | 200 | 400 | 250 | 500
201712262 | KENMORE | G9MVE0601412A*D | 60000 | 95% | Yes | 100 | 200 | 150 | 300 | 200 | 400 | 250 | 500
201712269 | KENMORE | G9MVE0601714A*D | 60000 | 95% | Yes | 100 | 200 | 150 | 300 | 200 | 400 | 250 | 500
203359501 | KENMORE | F9MBE0601714A*D | 60000 | 95% | Yes | 100 | 200 | 150 | 300 | 200 | 400 | 250 | 500
201712775 | KENMORE | G9MXE0601412A**D | 60000 | 95% | Yes | 100 | 200 | 150 | 300 | 200 | 400 | 250 | 500
201712782 | KENMORE | G9MXE0601714A**D | 60000 | 95% | Yes | 100 | 200 | 150 | 300 | 200 | 400 | 250 | 500
203359524 | KENMORE | G9MBE0601714A*D | 60000 | 95% | Yes | 100 | 200 | 150 | 300 | 200 | 400 | 250 | 500
201712325 | KENMORE | G9MXE0601412A*D | 60000 | 95% | Yes | 100 | 200 | 150 | 300 | 200 | 400 | 250 | 500
201712332 | KENMORE | G9MXE0601714A*D | 60000 | 95% | Yes | 100 | 200 | 150 | 300 | 200 | 400 | 250 | 500
201712381 | KENMORE | G9MXT0601412A*D | 60000 | 95% | Yes | 100 | 200 | 150 | 300 | 200 | 400 | 250 | 500
201712388 | KENMORE | G9MXT0601714A*D | 60000 | 95% | Yes | 100 | 200 | 150 | 300 | 200 | 400 | 250 | 500
203359192 | KENMORE | F96VTN0601714A*D | 60000 | 95% | Yes | 100 | 200 | 150 | 300 | 200 | 400 | 250 | 500
203924613 | KENMORE | F97CMN0601714A*D | 60000 | 95% | Yes | 100 | 200 | 150 | 300 | 200 | 400 | 250 | 500
203924636 | KENMORE | G97CMN0601714A*D | 60000 | 95% | Yes | 100 | 200 | 150 | 300 | 200 | 400 | 250 | 500
201710547 | KENMORE | F9MXT0601412A* | 60000 | 95% | Yes | 100 | 200 | 150 | 300 | 200 | 400 | 250 | 500
201710562 | KENMORE | G9MXT0601412A* | 60000 | 95% | Yes | 100 | 200 | 150 | 300 | 200 | 400 | 250 | 500
203924797 | KENMORE | N95ESN0601412A | 60000 | 95% | Yes | 100 | 200 | 150 | 300 | 200 | 400 | 250 | 500
203924798 | KENMORE | N95ESN0601412A* | 60000 | 95% | Yes | 100 | 200 | 150 | 300 | 200 | 400 | 250 | 500
203924799 | KENMORE | N95ESN0601412A**D | 60000 | 95% | Yes | 100 | 200 | 150 | 300 | 200 | 400 | 250 | 500
203924828 | KENMORE | F96VTN0601412A*D | 60000 | 95% | Yes | 100 | 200 | 150 | 300 | 200 | 400 | 250 | 500
203924857 | KENMORE | G96VTN0601412A | 60000 | 95% | Yes | 100 | 200 | 150 | 300 | 200 | 400 | 250 | 500
203359288 | KENMORE | G96VTN0601714A*D | 60000 | 95% | Yes | 100 | 200 | 150 | 300 | 200 | 400 | 250 | 500
201706921 | KENMORE | F9MVE0601412A | 60000 | 95% | Yes | 100 | 200 | 150 | 300 | 200 | 400 | 250 | 500
203360477 | KENMORE | N95ESN0601714A*D | 60000 | 95% | Yes | 100 | 200 | 150 | 300 | 200 | 400 | 250 | 500
201712053 | KENMORE | F9MXE0401712A*D | 40000 | 95% | Yes | 100 | 200 | 150 | 300 | 200 | 400 | 250 | 500
201712248 | KENMORE | G9MVE0401410A*D | 40000 | 95% | Yes | 100 | 200 | 150 | 300 | 200 | 400 | 250 | 500
201712255 | KENMORE | G9MVE0401712A*D | 40000 | 95% | Yes | 100 | 200 | 150 | 300 | 200 | 400 | 250 | 500
201712059 | KENMORE | F9MXE0601714A*D | 60000 | 95% | Yes | 100 | 200 | 150 | 300 | 200 | 400 | 250 | 500
201712074 | KENMORE | F9MXT0601412A*D | 60000 | 95% | Yes | 100 | 200 | 150 | 300 | 200 | 400 | 250 | 500
203359408 | KENMORE | G96CTN0601714A*D | 60000 | 95% | Yes | 100 | 200 | 150 | 300 | 200 | 400 | 250 | 500
201712213 | KENMORE | G9MAE0601714A*D | 60000 | 95% | Yes | 100 | 200 | 150 | 300 | 200 | 400 | 250 | 500
203924800 | KENMORE | N95ESN0601412A*D | 60000 | 95% | Yes | 100 | 200 | 150 | 300 | 200 | 400 | 250 | 500
203924826 | KENMORE | F96VTN0601412A | 60000 | 95% | Yes | 100 | 200 | 150 | 300 | 200 | 400 | 250 | 500
203924859 | KENMORE | G96VTN0601412A*D | 60000 | 95% | Yes | 100 | 200 | 150 | 300 | 200 | 400 | 250 | 500
203360703 | KENMORE | N95ESN0601714A**D | 60000 | 95% | Yes | 100 | 200 | 150 | 300 | 200 | 400 | 250 | 500
203359329 | KENMORE | F96CTN0801714A*D | 80000 | 95% | Yes | 100 | 200 | 150 | 300 | 200 | 400 | 250 | 500
203359330 | KENMORE | F96CTN0802120A*D | 80000 | 95% | Yes | 100 | 200 | 150 | 300 | 200 | 400 | 250 | 500
201712688 | KENMORE | F9MXE0801716A**D | 80000 | 95% | Yes | 100 | 200 | 150 | 300 | 200 | 400 | 250 | 500
201712014 | KENMORE | F9MAE0801714A*D | 80000 | 95% | Yes | 100 | 200 | 150 | 300 | 200 | 400 | 250 | 500
201712035 | KENMORE | F9MVE0801716A*D | 80000 | 95% | Yes | 100 | 200 | 150 | 300 | 200 | 400 | 250 | 500
201712038 | KENMORE | F9MVE0802120A*D | 80000 | 95% | Yes | 100 | 200 | 150 | 300 | 200 | 400 | 250 | 500
201712062 | KENMORE | F9MXE0801716A*D | 80000 | 95% | Yes | 100 | 200 | 150 | 300 | 200 | 400 | 250 | 500
201712065 | KENMORE | F9MXE0802120A*D | 80000 | 95% | Yes | 100 | 200 | 150 | 300 | 200 | 400 | 250 | 500
201712080 | KENMORE | F9MXT0801716A*D | 80000 | 95% | Yes | 100 | 200 | 150 | 300 | 200 | 400 | 250 | 500
201712083 | KENMORE | F9MXT0802120A*D | 80000 | 95% | Yes | 100 | 200 | 150 | 300 | 200 | 400 | 250 | 500
204543749 | KENMORE | N95ESU0802120A | 80000 | 95% | Yes | 100 | 200 | 150 | 300 | 200 | 400 | 250 | 500
203359409 | KENMORE | G96CTN0801714A*D | 80000 | 95% | Yes | 100 | 200 | 150 | 300 | 200 | 400 | 250 | 500
203359410 | KENMORE | G96CTN0802120A*D | 80000 | 95% | Yes | 100 | 200 | 150 | 300 | 200 | 400 | 250 | 500
201712691 | KENMORE | F9MXE0802120A**D | 80000 | 95% | Yes | 100 | 200 | 150 | 300 | 200 | 400 | 250 | 500
201712227 | KENMORE | G9MAE0801714A*D | 80000 | 95% | Yes | 100 | 200 | 150 | 300 | 200 | 400 | 250 | 500
201712276 | KENMORE | G9MVE0801716A*D | 80000 | 95% | Yes | 100 | 200 | 150 | 300 | 200 | 400 | 250 | 500
201712283 | KENMORE | G9MVE0802120A*D | 80000 | 95% | Yes | 100 | 200 | 150 | 300 | 200 | 400 | 250 | 500
201712789 | KENMORE | G9MXE0801716A**D | 80000 | 95% | Yes | 100 | 200 | 150 | 300 | 200 | 400 | 250 | 500
201712796 | KENMORE | G9MXE0802120A**D | 80000 | 95% | Yes | 100 | 200 | 150 | 300 | 200 | 400 | 250 | 500
203359507 | KENMORE | F9MBE0801714A*D | 80000 | 95% | Yes | 100 | 200 | 150 | 300 | 200 | 400 | 250 | 500
203359510 | KENMORE | F9MBE0802120A*D | 80000 | 95% | Yes | 100 | 200 | 150 | 300 | 200 | 400 | 250 | 500
203359540 | KENMORE | G9MBE0801714A*D | 80000 | 95% | Yes | 100 | 200 | 150 | 300 | 200 | 400 | 250 | 500
203359548 | KENMORE | G9MBE0802120A*D | 80000 | 95% | Yes | 100 | 200 | 150 | 300 | 200 | 400 | 250 | 500
201712339 | KENMORE | G9MXE0801716A*D | 80000 | 95% | Yes | 100 | 200 | 150 | 300 | 200 | 400 | 250 | 500
201712346 | KENMORE | G9MXE0802120A*D | 80000 | 95% | Yes | 100 | 200 | 150 | 300 | 200 | 400 | 250 | 500
201712395 | KENMORE | G9MXT0801716A*D | 80000 | 95% | Yes | 100 | 200 | 150 | 300 | 200 | 400 | 250 | 500
201712402 | KENMORE | G9MXT0802120A*D | 80000 | 95% | Yes | 100 | 200 | 150 | 300 | 200 | 400 | 250 | 500
201712432 | KENMORE | F9MAE0802120A*D | 80000 | 95% | Yes | 100 | 200 | 150 | 300 | 200 | 400 | 250 | 500
201712440 | KENMORE | G9MAE0802120A*D | 80000 | 95% | Yes | 100 | 200 | 150 | 300 | 200 | 400 | 250 | 500
203359193 | KENMORE | F96VTN0801716A*D | 80000 | 95% | Yes | 100 | 200 | 150 | 300 | 200 | 400 | 250 | 500
203359194 | KENMORE | F96VTN0802120A*D | 80000 | 95% | Yes | 100 | 200 | 150 | 300 | 200 | 400 | 250 | 500
203924619 | KENMORE | F97CMN0801714A*D | 80000 | 95% | Yes | 100 | 200 | 150 | 300 | 200 | 400 | 250 | 500
203924622 | KENMORE | F97CMN0802120A*D | 80000 | 95% | Yes | 100 | 200 | 150 | 300 | 200 | 400 | 250 | 500
203924652 | KENMORE | G97CMN0801714A*D | 80000 | 95% | Yes | 100 | 200 | 150 | 300 | 200 | 400 | 250 | 500
203924660 | KENMORE | G97CMN0802120A*D | 80000 | 95% | Yes | 100 | 200 | 150 | 300 | 200 | 400 | 250 | 500
203360704 | KENMORE | N95ESN0801716A**D | 80000 | 95% | Yes | 100 | 200 | 150 | 300 | 200 | 400 | 250 | 500
203360705 | KENMORE | N95ESN0802120A**D | 80000 | 95% | Yes | 100 | 200 | 150 | 300 | 200 | 400 | 250 | 500
203359289 | KENMORE | G96VTN0801716A*D | 80000 | 95% | Yes | 100 | 200 | 150 | 300 | 200 | 400 | 250 | 500
203359290 | KENMORE | G96VTN0802120A*D | 80000 | 95% | Yes | 100 | 200 | 150 | 300 | 200 | 400 | 250 | 500
203360479 | KENMORE | N95ESN0801716A*D | 80000 | 95% | Yes | 100 | 200 | 150 | 300 | 200 | 400 | 250 | 500
203360480 | KENMORE | N95ESN0802120A*D | 80000 | 95% | Yes | 100 | 200 | 150 | 300 | 200 | 400 | 250 | 500
203359331 | KENMORE | F96CTN1002122A*D | 100000 | 95% | Yes | 100 | 200 | 150 | 300 | 200 | 400 | 250 | 500
203360815 | KENMORE | N95ESN1002120A*D | 100000 | 95% | Yes | 100 | 200 | 150 | 300 | 200 | 400 | 250 | 500
201712017 | KENMORE | F9MAE1002122A*D | 100000 | 95% | Yes | 100 | 200 | 150 | 300 | 200 | 400 | 250 | 500
201712041 | KENMORE | F9MVE1002120A*D | 100000 | 95% | Yes | 100 | 200 | 150 | 300 | 200 | 400 | 250 | 500
201712068 | KENMORE | F9MXE1002120A*D | 100000 | 95% | Yes | 100 | 200 | 150 | 300 | 200 | 400 | 250 | 500
201712086 | KENMORE | F9MXT1002120A*D | 100000 | 95% | Yes | 100 | 200 | 150 | 300 | 200 | 400 | 250 | 500
203359411 | KENMORE | G96CTN1002122A*D | 100000 | 95% | Yes | 100 | 200 | 150 | 300 | 200 | 400 | 250 | 500
201712694 | KENMORE | F9MXE1002120A**D | 100000 | 95% | Yes | 100 | 200 | 150 | 300 | 200 | 400 | 250 | 500
205169224 | KENMORE | N95ESN1002122A*D | 100000 | 95% | Yes | 100 | 200 | 150 | 300 | 200 | 400 | 250 | 500
205169233 | KENMORE | N95ESN1002122A**D | 100000 | 95% | Yes | 100 | 200 | 150 | 300 | 200 | 400 | 250 | 500
201712234 | KENMORE | G9MAE1002122A*D | 100000 | 95% | Yes | 100 | 200 | 150 | 300 | 200 | 400 | 250 | 500
201712290 | KENMORE | G9MVE1002120A*D | 100000 | 95% | Yes | 100 | 200 | 150 | 300 | 200 | 400 | 250 | 500
201712803 | KENMORE | G9MXE1002120A**D | 100000 | 95% | Yes | 100 | 200 | 150 | 300 | 200 | 400 | 250 | 500
205169271 | KENMORE | N95ESU1002122A | 100000 | 95% | Yes | 100 | 200 | 150 | 300 | 200 | 400 | 250 | 500
205169280 | KENMORE | F96VTN1002122A*D | 100000 | 95% | Yes | 100 | 200 | 150 | 300 | 200 | 400 | 250 | 500
205169296 | KENMORE | G96VTN1002122A*D | 100000 | 95% | Yes | 100 | 200 | 150 | 300 | 200 | 400 | 250 | 500
203359513 | KENMORE | F9MBE1002122A*D | 100000 | 95% | Yes | 100 | 200 | 150 | 300 | 200 | 400 | 250 | 500
203359556 | KENMORE | G9MBE1002122A*D | 100000 | 95% | Yes | 100 | 200 | 150 | 300 | 200 | 400 | 250 | 500
201712353 | KENMORE | G9MXE1002120A*D | 100000 | 95% | Yes | 100 | 200 | 150 | 300 | 200 | 400 | 250 | 500
201712409 | KENMORE | G9MXT1002120A*D | 100000 | 95% | Yes | 100 | 200 | 150 | 300 | 200 | 400 | 250 | 500
203359195 | KENMORE | F96VTN1002120A*D | 100000 | 95% | Yes | 100 | 200 | 150 | 300 | 200 | 400 | 250 | 500
203924625 | KENMORE | F97CMN1002122A*D | 100000 | 95% | Yes | 100 | 200 | 150 | 300 | 200 | 400 | 250 | 500
203924668 | KENMORE | G97CMN1002122A*D | 100000 | 95% | Yes | 100 | 200 | 150 | 300 | 200 | 400 | 250 | 500
203360706 | KENMORE | N95ESN1002120A**D | 100000 | 95% | Yes | 100 | 200 | 150 | 300 | 200 | 400 | 250 | 500
204835509 | KENMORE | N95ESU1002120A | 100000 | 95% | Yes | 100 | 200 | 150 | 300 | 200 | 400 | 250 | 500
203359291 | KENMORE | G96VTN1002120A*D | 100000 | 95% | Yes | 100 | 200 | 150 | 300 | 200 | 400 | 250 | 500
203359332 | KENMORE | F96CTN1202422A*D | 120000 | 95% | Yes | 100 | 200 | 150 | 300 | 200 | 400 | 250 | 500
201712020 | KENMORE | F9MAE1202422A*D | 120000 | 95% | Yes | 100 | 200 | 150 | 300 | 200 | 400 | 250 | 500
201712044 | KENMORE | F9MVE1202422A*D | 120000 | 95% | Yes | 100 | 200 | 150 | 300 | 200 | 400 | 250 | 500
201712071 | KENMORE | F9MXE1202422A*D | 120000 | 95% | Yes | 100 | 200 | 150 | 300 | 200 | 400 | 250 | 500
203359412 | KENMORE | G96CTN1202422A*D | 120000 | 95% | Yes | 100 | 200 | 150 | 300 | 200 | 400 | 250 | 500
201712697 | KENMORE | F9MXE1202422A**D | 120000 | 95% | Yes | 100 | 200 | 150 | 300 | 200 | 400 | 250 | 500
201712205 | KENMORE | F9MXT1202422A*D | 120000 | 95% | Yes | 100 | 200 | 150 | 300 | 200 | 400 | 250 | 500
201712241 | KENMORE | G9MAE1202422A*D | 120000 | 95% | Yes | 100 | 200 | 150 | 300 | 200 | 400 | 250 | 500
201712297 | KENMORE | G9MVE1202422A*D | 120000 | 95% | Yes | 100 | 200 | 150 | 300 | 200 | 400 | 250 | 500
203359516 | KENMORE | F9MBE1202422A*D | 120000 | 95% | Yes | 100 | 200 | 150 | 300 | 200 | 400 | 250 | 500
201712810 | KENMORE | G9MXE1202422A**D | 120000 | 95% | Yes | 100 | 200 | 150 | 300 | 200 | 400 | 250 | 500
203359564 | KENMORE | G9MBE1202422A*D | 120000 | 95% | Yes | 100 | 200 | 150 | 300 | 200 | 400 | 250 | 500
201712360 | KENMORE | G9MXE1202422A*D | 120000 | 95% | Yes | 100 | 200 | 150 | 300 | 200 | 400 | 250 | 500
201712416 | KENMORE | G9MXT1202422A*D | 120000 | 95% | Yes | 100 | 200 | 150 | 300 | 200 | 400 | 250 | 500
203359196 | KENMORE | F96VTN1202422A*D | 120000 | 95% | Yes | 100 | 200 | 150 | 300 | 200 | 400 | 250 | 500
203924628 | KENMORE | F97CMN1202422A*D | 120000 | 95% | Yes | 100 | 200 | 150 | 300 | 200 | 400 | 250 | 500
203924676 | KENMORE | G97CMN1202422A*D | 120000 | 95% | Yes | 100 | 200 | 150 | 300 | 200 | 400 | 250 | 500
203360707 | KENMORE | N95ESN1202422A**D | 120000 | 95% | Yes | 100 | 200 | 150 | 300 | 200 | 400 | 250 | 500
203359292 | KENMORE | G96VTN1202422A*D | 120000 | 95% | Yes | 100 | 200 | 150 | 300 | 200 | 400 | 250 | 500
203360482 | KENMORE | N95ESN1202422A*D | 120000 | 95% | Yes | 100 | 200 | 150 | 300 | 200 | 400 | 250 | 500
203360472 | KENMORE | N95ESN1402422A | 140000 | 95% | Yes | 100 | 200 | 150 | 300 | 200 | 400 | 250 | 500
203360484 | KENMORE | N95ESN1402422A*D | 140000 | 95% | Yes | 100 | 200 | 150 | 300 | 200 | 400 | 250 | 500
201710575 | KENMORE | F9MXE0261410A | 26000 | 96% | Yes | 100 | 200 | 200 | 400 | 200 | 400 | 250 | 500
201710583 | KENMORE | G9MXE0261410A | 26000 | 96% | Yes | 100 | 200 | 200 | 400 | 200 | 400 | 250 | 500
201702048 | KENMORE | G9MXT0401410A | 40000 | 96% | Yes | 100 | 200 | 200 | 400 | 200 | 400 | 250 | 500
201712705 | KENMORE | G9MXE0401410A** | 40000 | 96% | Yes | 100 | 200 | 200 | 400 | 200 | 400 | 250 | 500
201702083 | KENMORE | G9MXE0401410A | 40000 | 96% | Yes | 100 | 200 | 200 | 400 | 200 | 400 | 250 | 500
201712747 | KENMORE | G9MXE0401712A** | 40000 | 96% | Yes | 100 | 200 | 200 | 400 | 200 | 400 | 250 | 500
201705864 | KENMORE | F9MVE0401410A | 40000 | 96% | Yes | 100 | 200 | 200 | 400 | 200 | 400 | 250 | 500
203359185 | KENMORE | F96VTN0401712A | 40000 | 96% | Yes | 100 | 200 | 200 | 400 | 200 | 400 | 250 | 500
201705939 | KENMORE | G9MVE0401410A | 40000 | 96% | Yes | 100 | 200 | 200 | 400 | 200 | 400 | 250 | 500
201710555 | KENMORE | G9MXT0401712A* | 40000 | 96% | Yes | 100 | 200 | 200 | 400 | 200 | 400 | 250 | 500
203924793 | KENMORE | N95ESN0401410A | 40000 | 96% | Yes | 100 | 200 | 200 | 400 | 200 | 400 | 250 | 500
203924794 | KENMORE | N95ESN0401410A* | 40000 | 96% | Yes | 100 | 200 | 200 | 400 | 200 | 400 | 250 | 500
203924825 | KENMORE | F96VTN0401410A | 40000 | 96% | Yes | 100 | 200 | 200 | 400 | 200 | 400 | 250 | 500
203360696 | KENMORE | N95ESN0401712A* | 40000 | 96% | Yes | 100 | 200 | 200 | 400 | 200 | 400 | 250 | 500
203359281 | KENMORE | G96VTN0401712A | 40000 | 96% | Yes | 100 | 200 | 200 | 400 | 200 | 400 | 250 | 500
201706918 | KENMORE | F9MVE0401712A | 40000 | 96% | Yes | 100 | 200 | 200 | 400 | 200 | 400 | 250 | 500
201706924 | KENMORE | F9MXE0401712A | 40000 | 96% | Yes | 100 | 200 | 200 | 400 | 200 | 400 | 250 | 500
201706932 | KENMORE | G9MXE0401712A | 40000 | 96% | Yes | 100 | 200 | 200 | 400 | 200 | 400 | 250 | 500
203360462 | KENMORE | N95ESN0401712A | 40000 | 96% | Yes | 100 | 200 | 200 | 400 | 200 | 400 | 250 | 500
203924856 | KENMORE | G96VTN0401410A | 40000 | 96% | Yes | 100 | 200 | 200 | 400 | 200 | 400 | 250 | 500
201712655 | KENMORE | F9MXE0401410A** | 40000 | 96% | Yes | 100 | 200 | 200 | 400 | 200 | 400 | 250 | 500
203360461 | KENMORE | N95ESN0261410A | 26000 | 96% | Yes | 100 | 200 | 200 | 400 | 200 | 400 | 250 | 500
203359426 | KENMORE | F9MBE0601714A | 60000 | 97% | Yes | 100 | 200 | 200 | 400 | 200 | 400 | 250 | 500
203359446 | KENMORE | G9MBE0601714A | 60000 | 97% | Yes | 100 | 200 | 200 | 400 | 200 | 400 | 250 | 500
201705841 | KENMORE | F9MAE0601714A | 60000 | 97% | Yes | 100 | 200 | 200 | 400 | 200 | 400 | 250 | 500
201705891 | KENMORE | G9MAE0601714A | 60000 | 97% | Yes | 100 | 200 | 200 | 400 | 200 | 400 | 250 | 500
203924550 | KENMORE | F97CMN0601714A | 60000 | 97% | Yes | 100 | 200 | 200 | 400 | 200 | 400 | 250 | 500
203924570 | KENMORE | G97CMN0601714A | 60000 | 97% | Yes | 100 | 200 | 200 | 400 | 200 | 400 | 250 | 500
201712011 | KENMORE | F9MAE0602120A*D | 61000 | 96.7% | Yes | 100 | 200 | 200 | 400 | 200 | 400 | 250 | 500
201712220 | KENMORE | G9MAE0602120A*D | 61000 | 96.7% | Yes | 100 | 200 | 200 | 400 | 200 | 400 | 250 | 500
203359504 | KENMORE | F9MBE0602120A*D | 61000 | 96.7% | Yes | 100 | 200 | 200 | 400 | 200 | 400 | 250 | 500
201706980 | KENMORE | F9MXT0401712A | 40000 | 96% | Yes | 100 | 200 | 200 | 400 | 200 | 400 | 250 | 500
203359532 | KENMORE | G9MBE0602120A*D | 61000 | 96.7% | Yes | 100 | 200 | 200 | 400 | 200 | 400 | 250 | 500
203924616 | KENMORE | F97CMN0602120A*D | 61000 | 96.7% | Yes | 100 | 200 | 200 | 400 | 200 | 400 | 250 | 500
203924644 | KENMORE | G97CMN0602120A*D | 61000 | 96.7% | Yes | 100 | 200 | 200 | 400 | 200 | 400 | 250 | 500
203359429 | KENMORE | F9MBE0602120A | 61000 | 98% | Yes | 100 | 200 | 200 | 400 | 200 | 400 | 250 | 500
203359454 | KENMORE | G9MBE0602120A | 61000 | 98% | Yes | 100 | 200 | 200 | 400 | 200 | 400 | 250 | 500
201705855 | KENMORE | F9MAE0602120A | 61000 | 98% | Yes | 100 | 200 | 200 | 400 | 200 | 400 | 250 | 500
201705919 | KENMORE | G9MAE0602120A | 61000 | 98% | Yes | 100 | 200 | 200 | 400 | 200 | 400 | 250 | 500
203924553 | KENMORE | F97CMN0602120A | 61000 | 98% | Yes | 100 | 200 | 200 | 400 | 200 | 400 | 250 | 500
203924578 | KENMORE | G97CMN0602120A | 61000 | 98% | Yes | 100 | 200 | 200 | 400 | 200 | 400 | 250 | 500
201706996 | KENMORE | G9MVE0401712A | 40000 | 96% | Yes | 100 | 200 | 200 | 400 | 200 | 400 | 250 | 500
201712670 | KENMORE | F9MXE0401712A** | 40000 | 96% | Yes | 100 | 200 | 200 | 400 | 200 | 400 | 250 | 500
201701961 | KENMORE | F9MXE0401410A | 40000 | 96% | Yes | 100 | 200 | 200 | 400 | 200 | 400 | 250 | 500
201701981 | KENMORE | F9MXT0401410A | 40000 | 96% | Yes | 100 | 200 | 200 | 400 | 200 | 400 | 250 | 500
201701967 | KENMORE | F9MXE0801716A | 80000 | 96% | Yes | 100 | 200 | 200 | 400 | 200 | 400 | 250 | 500
201701970 | KENMORE | F9MXT0801716A | 80000 | 96% | Yes | 100 | 200 | 200 | 400 | 200 | 400 | 250 | 500
201712726 | KENMORE | G9MXE0801716A** | 80000 | 96% | Yes | 100 | 200 | 200 | 400 | 200 | 400 | 250 | 500
201712733 | KENMORE | G9MXE0802120A** | 80000 | 96% | Yes | 100 | 200 | 200 | 400 | 200 | 400 | 250 | 500
201702076 | KENMORE | G9MXT0801716A | 80000 | 96% | Yes | 100 | 200 | 200 | 400 | 200 | 400 | 250 | 500
201702172 | KENMORE | G9MXE0801716A | 80000 | 96% | Yes | 100 | 200 | 200 | 400 | 200 | 400 | 250 | 500
201705870 | KENMORE | F9MVE0801716A | 80000 | 96% | Yes | 100 | 200 | 200 | 400 | 200 | 400 | 250 | 500
201705880 | KENMORE | F9MVE0802120A | 80000 | 96% | Yes | 100 | 200 | 200 | 400 | 200 | 400 | 250 | 500
201702494 | KENMORE | F9MXE0802120A | 80000 | 96% | Yes | 100 | 200 | 200 | 400 | 200 | 400 | 250 | 500
201702505 | KENMORE | G9MXE0802120A | 80000 | 96% | Yes | 100 | 200 | 200 | 400 | 200 | 400 | 250 | 500
201702514 | KENMORE | F9MXT0802120A | 80000 | 96% | Yes | 100 | 200 | 200 | 400 | 200 | 400 | 250 | 500
201702525 | KENMORE | G9MXT0802120A | 80000 | 96% | Yes | 100 | 200 | 200 | 400 | 200 | 400 | 250 | 500
203359187 | KENMORE | F96VTN0801716A | 80000 | 96% | Yes | 100 | 200 | 200 | 400 | 200 | 400 | 250 | 500
203359188 | KENMORE | F96VTN0802120A | 80000 | 96% | Yes | 100 | 200 | 200 | 400 | 200 | 400 | 250 | 500
201705953 | KENMORE | G9MVE0801716A | 80000 | 96% | Yes | 100 | 200 | 200 | 400 | 200 | 400 | 250 | 500
201705966 | KENMORE | G9MVE0802120A | 80000 | 96% | Yes | 100 | 200 | 200 | 400 | 200 | 400 | 250 | 500
201712661 | KENMORE | F9MXE0801716A** | 80000 | 96% | Yes | 100 | 200 | 200 | 400 | 200 | 400 | 250 | 500
201712664 | KENMORE | F9MXE0802120A** | 80000 | 96% | Yes | 100 | 200 | 200 | 400 | 200 | 400 | 250 | 500
203360698 | KENMORE | N95ESN0801716A* | 80000 | 96% | Yes | 100 | 200 | 200 | 400 | 200 | 400 | 250 | 500
203360699 | KENMORE | N95ESN0802120A* | 80000 | 96% | Yes | 100 | 200 | 200 | 400 | 200 | 400 | 250 | 500
203359283 | KENMORE | G96VTN0801716A | 80000 | 96% | Yes | 100 | 200 | 200 | 400 | 200 | 400 | 250 | 500
203359284 | KENMORE | G96VTN0802120A | 80000 | 96% | Yes | 100 | 200 | 200 | 400 | 200 | 400 | 250 | 500
203360465 | KENMORE | N95ESN0801716A | 80000 | 96% | Yes | 100 | 200 | 200 | 400 | 200 | 400 | 250 | 500
203360467 | KENMORE | N95ESN0802120A | 80000 | 96% | Yes | 100 | 200 | 200 | 400 | 200 | 400 | 250 | 500
203359324 | KENMORE | F96CTN0801714A | 80000 | 96.2% | Yes | 100 | 200 | 200 | 400 | 200 | 400 | 250 | 500
203359404 | KENMORE | G96CTN0801714A | 80000 | 96.2% | Yes | 100 | 200 | 200 | 400 | 200 | 400 | 250 | 500
203359325 | KENMORE | F96CTN0802120A | 80000 | 96.7% | Yes | 100 | 200 | 200 | 400 | 200 | 400 | 250 | 500
203359405 | KENMORE | G96CTN0802120A | 80000 | 96.7% | Yes | 100 | 200 | 200 | 400 | 200 | 400 | 250 | 500
203359432 | KENMORE | F9MBE0801714A | 80000 | 97% | Yes | 100 | 200 | 200 | 400 | 200 | 400 | 250 | 500
203359462 | KENMORE | G9MBE0801714A | 80000 | 97% | Yes | 100 | 200 | 200 | 400 | 200 | 400 | 250 | 500
203359470 | KENMORE | G9MBE0802120A | 80000 | 97% | Yes | 100 | 200 | 200 | 400 | 200 | 400 | 250 | 500
203359571 | KENMORE | F9MBE0802120A | 80000 | 97% | Yes | 100 | 200 | 200 | 400 | 200 | 400 | 250 | 500
201705845 | KENMORE | F9MAE0801714A | 80000 | 97% | Yes | 100 | 200 | 200 | 400 | 200 | 400 | 250 | 500
201705859 | KENMORE | F9MAE0802120A | 80000 | 97% | Yes | 100 | 200 | 200 | 400 | 200 | 400 | 250 | 500
201705898 | KENMORE | G9MAE0801714A | 80000 | 97% | Yes | 100 | 200 | 200 | 400 | 200 | 400 | 250 | 500
201705924 | KENMORE | G9MAE0802120A | 80000 | 97% | Yes | 100 | 200 | 200 | 400 | 200 | 400 | 250 | 500
203924556 | KENMORE | F97CMN0801714A | 80000 | 97% | Yes | 100 | 200 | 200 | 400 | 200 | 400 | 250 | 500
203924586 | KENMORE | G97CMN0801714A | 80000 | 97% | Yes | 100 | 200 | 200 | 400 | 200 | 400 | 250 | 500
203924594 | KENMORE | G97CMN0802120A | 80000 | 97% | Yes | 100 | 200 | 200 | 400 | 200 | 400 | 250 | 500
203924679 | KENMORE | F97CMN0802120A | 80000 | 97% | Yes | 100 | 200 | 200 | 400 | 200 | 400 | 250 | 500
203359435 | KENMORE | F9MBE1002122A | 100000 | 97% | Yes | 100 | 200 | 200 | 400 | 200 | 400 | 250 | 500
203359478 | KENMORE | G9MBE1002122A | 100000 | 97% | Yes | 100 | 200 | 200 | 400 | 200 | 400 | 250 | 500
201705861 | KENMORE | F9MAE1002122A | 100000 | 97% | Yes | 100 | 200 | 200 | 400 | 200 | 400 | 250 | 500
201705932 | KENMORE | G9MAE1002122A | 100000 | 97% | Yes | 100 | 200 | 200 | 400 | 200 | 400 | 250 | 500
203924559 | KENMORE | F97CMN1002122A | 100000 | 97% | Yes | 100 | 200 | 200 | 400 | 200 | 400 | 250 | 500
203924602 | KENMORE | G97CMN1002122A | 100000 | 97% | Yes | 100 | 200 | 200 | 400 | 200 | 400 | 250 | 500
201712740 | KENMORE | G9MXE1002120A** | 100000 | 96% | Yes | 100 | 200 | 200 | 400 | 200 | 400 | 250 | 500
205169246 | KENMORE | N95ESN1002122A* | 100000 | 96% | Yes | 100 | 200 | 200 | 400 | 200 | 400 | 250 | 500
205169256 | KENMORE | N95ESN1002122A | 100000 | 96% | Yes | 100 | 200 | 200 | 400 | 200 | 400 | 250 | 500
205169279 | KENMORE | F96VTN1002122A | 100000 | 96% | Yes | 100 | 200 | 200 | 400 | 200 | 400 | 250 | 500
205169295 | KENMORE | G96VTN1002122A | 100000 | 96% | Yes | 100 | 200 | 200 | 400 | 200 | 400 | 250 | 500
201705883 | KENMORE | F9MVE1002120A | 100000 | 96% | Yes | 100 | 200 | 200 | 400 | 200 | 400 | 250 | 500
201702497 | KENMORE | F9MXE1002120A | 100000 | 96% | Yes | 100 | 200 | 200 | 400 | 200 | 400 | 250 | 500
201702512 | KENMORE | G9MXE1002120A | 100000 | 96% | Yes | 100 | 200 | 200 | 400 | 200 | 400 | 250 | 500
201702517 | KENMORE | F9MXT1002120A | 100000 | 96% | Yes | 100 | 200 | 200 | 400 | 200 | 400 | 250 | 500
201702532 | KENMORE | G9MXT1002120A | 100000 | 96% | Yes | 100 | 200 | 200 | 400 | 200 | 400 | 250 | 500
203359189 | KENMORE | F96VTN1002120A | 100000 | 96% | Yes | 100 | 200 | 200 | 400 | 200 | 400 | 250 | 500
201705973 | KENMORE | G9MVE1002120A | 100000 | 96% | Yes | 100 | 200 | 200 | 400 | 200 | 400 | 250 | 500
201712667 | KENMORE | F9MXE1002120A** | 100000 | 96% | Yes | 100 | 200 | 200 | 400 | 200 | 400 | 250 | 500
203360700 | KENMORE | N95ESN1002120A* | 100000 | 96% | Yes | 100 | 200 | 200 | 400 | 200 | 400 | 250 | 500
203359285 | KENMORE | G96VTN1002120A | 100000 | 96% | Yes | 100 | 200 | 200 | 400 | 200 | 400 | 250 | 500
203360469 | KENMORE | N95ESN1002120A | 100000 | 96% | Yes | 100 | 200 | 200 | 400 | 200 | 400 | 250 | 500
203359326 | KENMORE | F96CTN1002122A | 100000 | 96.1% | Yes | 100 | 200 | 200 | 400 | 200 | 400 | 250 | 500
203359406 | KENMORE | G96CTN1002122A | 100000 | 96.1% | Yes | 100 | 200 | 200 | 400 | 200 | 400 | 250 | 500
201712673 | KENMORE | F9MXE0601412A** | 60000 | 95.5% | Yes | 100 | 200 | 200 | 400 | 200 | 400 | 250 | 500
201712754 | KENMORE | G9MXE0601412A** | 60000 | 95.5% | Yes | 100 | 200 | 200 | 400 | 200 | 400 | 250 | 500
201706939 | KENMORE | G9MXE0601412A | 60000 | 95.5% | Yes | 100 | 200 | 200 | 400 | 200 | 400 | 250 | 500
201706953 | KENMORE | F9MXE0601412A | 60000 | 95.5% | Yes | 100 | 200 | 200 | 400 | 200 | 400 | 250 | 500
201701964 | KENMORE | F9MXE0601714A | 60000 | 96% | Yes | 100 | 200 | 200 | 400 | 200 | 400 | 250 | 500
201701984 | KENMORE | F9MXT0601714A | 60000 | 96% | Yes | 100 | 200 | 200 | 400 | 200 | 400 | 250 | 500
201712712 | KENMORE | G9MXE0601714A** | 60000 | 96% | Yes | 100 | 200 | 200 | 400 | 200 | 400 | 250 | 500
201702055 | KENMORE | G9MXT0601714A | 60000 | 96% | Yes | 100 | 200 | 200 | 400 | 200 | 400 | 250 | 500
201702090 | KENMORE | G9MXE0601714A | 60000 | 96% | Yes | 100 | 200 | 200 | 400 | 200 | 400 | 250 | 500
201705867 | KENMORE | F9MVE0601714A | 60000 | 96% | Yes | 100 | 200 | 200 | 400 | 200 | 400 | 250 | 500
203359186 | KENMORE | F96VTN0601714A | 60000 | 96% | Yes | 100 | 200 | 200 | 400 | 200 | 400 | 250 | 500
201705946 | KENMORE | G9MVE0601714A | 60000 | 96% | Yes | 100 | 200 | 200 | 400 | 200 | 400 | 250 | 500
201712658 | KENMORE | F9MXE0601714A** | 60000 | 96% | Yes | 100 | 200 | 200 | 400 | 200 | 400 | 250 | 500
203360697 | KENMORE | N95ESN0601714A* | 60000 | 96% | Yes | 100 | 200 | 200 | 400 | 200 | 400 | 250 | 500
203359282 | KENMORE | G96VTN0601714A | 60000 | 96% | Yes | 100 | 200 | 200 | 400 | 200 | 400 | 250 | 500
203360464 | KENMORE | N95ESN0601714A | 60000 | 96% | Yes | 100 | 200 | 200 | 400 | 200 | 400 | 250 | 500
203359323 | KENMORE | F96CTN0601714A | 60000 | 96.3% | Yes | 100 | 200 | 200 | 400 | 200 | 400 | 250 | 500
203359403 | KENMORE | G96CTN0601714A | 60000 | 96.3% | Yes | 100 | 200 | 200 | 400 | 200 | 400 | 250 | 500
203359327 | KENMORE | F96CTN1202422A | 120000 | 96.5% | Yes | 100 | 200 | 200 | 400 | 200 | 400 | 250 | 500
203359407 | KENMORE | G96CTN1202422A | 120000 | 96.5% | Yes | 100 | 200 | 200 | 400 | 200 | 400 | 250 | 500
203359438 | KENMORE | F9MBE1202422A | 120000 | 97% | Yes | 100 | 200 | 200 | 400 | 200 | 400 | 250 | 500
203359486 | KENMORE | G9MBE1202422A | 120000 | 97% | Yes | 100 | 200 | 200 | 400 | 200 | 400 | 250 | 500
201705852 | KENMORE | F9MAE1202422A | 120000 | 97% | Yes | 100 | 200 | 200 | 400 | 200 | 400 | 250 | 500
201705912 | KENMORE | G9MAE1202422A | 120000 | 97% | Yes | 100 | 200 | 200 | 400 | 200 | 400 | 250 | 500
203924562 | KENMORE | F97CMN1202422A | 120000 | 97% | Yes | 100 | 200 | 200 | 400 | 200 | 400 | 250 | 500
203924610 | KENMORE | G97CMN1202422A | 120000 | 97% | Yes | 100 | 200 | 200 | 400 | 200 | 400 | 250 | 500
201701958 | KENMORE | F9MXE1202422A | 120000 | 96% | Yes | 100 | 200 | 200 | 400 | 200 | 400 | 250 | 500
201701978 | KENMORE | F9MXT1202422A | 120000 | 96% | Yes | 100 | 200 | 200 | 400 | 200 | 400 | 250 | 500
201712719 | KENMORE | G9MXE1202422A** | 120000 | 96% | Yes | 100 | 200 | 200 | 400 | 200 | 400 | 250 | 500
201702069 | KENMORE | G9MXT1202422A | 120000 | 96% | Yes | 100 | 200 | 200 | 400 | 200 | 400 | 250 | 500
201702104 | KENMORE | G9MXE1202422A | 120000 | 96% | Yes | 100 | 200 | 200 | 400 | 200 | 400 | 250 | 500
201705877 | KENMORE | F9MVE1202422A | 120000 | 96% | Yes | 100 | 200 | 200 | 400 | 200 | 400 | 250 | 500
203359190 | KENMORE | F96VTN1202422A | 120000 | 96% | Yes | 100 | 200 | 200 | 400 | 200 | 400 | 250 | 500
201705960 | KENMORE | G9MVE1202422A | 120000 | 96% | Yes | 100 | 200 | 200 | 400 | 200 | 400 | 250 | 500
201712652 | KENMORE | F9MXE1202422A** | 120000 | 96% | Yes | 100 | 200 | 200 | 400 | 200 | 400 | 250 | 500
203360701 | KENMORE | N95ESN1202422A* | 120000 | 96% | Yes | 100 | 200 | 200 | 400 | 200 | 400 | 250 | 500
203359286 | KENMORE | G96VTN1202422A | 120000 | 96% | Yes | 100 | 200 | 200 | 400 | 200 | 400 | 250 | 500
203360470 | KENMORE | N95ESN1202422A | 120000 | 96% | Yes | 100 | 200 | 200 | 400 | 200 | 400 | 250 | 500
212595205 | KENMORE | N96VSN0801716B | 80000 | 97% | Yes | 100 | 200 | 200 | 400 | 200 | 400 | 250 | 500
212595214 | KENMORE | N96VSN0801716B*D | 80000 | 95% | Yes | 100 | 200 | 150 | 300 | 200 | 400 | 250 | 500
212595223 | KENMORE | N96VSN0802120B | 80000 | 97% | Yes | 100 | 200 | 200 | 400 | 200 | 400 | 250 | 500
212595232 | KENMORE | N96VSN0802120B*D | 80000 | 95% | Yes | 100 | 200 | 150 | 300 | 200 | 400 | 250 | 500
211778958 | KENMORE | N92MSN1002120A | 100000 | 92.1% | Yes | 100 | 200 | 100 | 200 | 200 | 400 | 250 | 500
211778967 | KENMORE | N92MSN1002120A* | 100000 | 92.1% | Yes | 100 | 200 | 100 | 200 | 200 | 400 | 250 | 500
211778976 | KENMORE | N92MSN1002122A | 100000 | 92.1% | Yes | 100 | 200 | 100 | 200 | 200 | 400 | 250 | 500
211778985 | KENMORE | N92MSN1002122A* | 100000 | 92.1% | Yes | 100 | 200 | 100 | 200 | 200 | 400 | 250 | 500
211778877 | KENMORE | N92MSN0401712A* | 40000 | 92.1% | Yes | 100 | 200 | 100 | 200 | 200 | 400 | 250 | 500
211778886 | KENMORE | N92MSN0601412A | 60000 | 92.1% | Yes | 100 | 200 | 100 | 200 | 200 | 400 | 250 | 500
211778895 | KENMORE | N92MSN0601412A* | 60000 | 92.1% | Yes | 100 | 200 | 100 | 200 | 200 | 400 | 250 | 500
211778904 | KENMORE | N92MSN0601714A | 60000 | 92.1% | Yes | 100 | 200 | 100 | 200 | 200 | 400 | 250 | 500
205822228 | KENMORE | N96VSN1002120A | 100000 | 96% | Yes | 100 | 200 | 200 | 400 | 200 | 400 | 250 | 500
205822239 | KENMORE | N96VSN1002120A*D | 100000 | 95% | Yes | 100 | 200 | 150 | 300 | 200 | 400 | 250 | 500
205822251 | KENMORE | N96VSN1202422A | 120000 | 96% | Yes | 100 | 200 | 200 | 400 | 200 | 400 | 250 | 500
205822262 | KENMORE | N96VSN1202422A*D | 120000 | 95% | Yes | 100 | 200 | 150 | 300 | 200 | 400 | 250 | 500
212595263 | KENMORE | F96VTN1002120B | 100000 | 96.1% | Yes | 100 | 200 | 200 | 400 | 200 | 400 | 250 | 500
212595266 | KENMORE | F96VTN1002120B*D | 100000 | 95% | Yes | 100 | 200 | 150 | 300 | 200 | 400 | 250 | 500
212595269 | KENMORE | F96VTN1002122B | 100000 | 96.2% | Yes | 100 | 200 | 200 | 400 | 200 | 400 | 250 | 500
212595272 | KENMORE | F96VTN1002122B*D | 100000 | 95% | Yes | 100 | 200 | 150 | 300 | 200 | 400 | 250 | 500
212595280 | KENMORE | G96VTN1002120B | 100000 | 96.1% | Yes | 100 | 200 | 200 | 400 | 200 | 400 | 250 | 500
212595287 | KENMORE | G96VTN1002120B*D | 100000 | 95% | Yes | 100 | 200 | 150 | 300 | 200 | 400 | 250 | 500
211778994 | KENMORE | N92MSN1202420A | 120000 | 92.1% | Yes | 100 | 200 | 100 | 200 | 200 | 400 | 250 | 500
211778922 | KENMORE | N92MSN0801716A | 80000 | 92.1% | Yes | 100 | 200 | 100 | 200 | 200 | 400 | 250 | 500
211778931 | KENMORE | N92MSN0801716A* | 80000 | 92.1% | Yes | 100 | 200 | 100 | 200 | 200 | 400 | 250 | 500
211778940 | KENMORE | N92MSN0802120A | 80000 | 92.1% | Yes | 100 | 200 | 100 | 200 | 200 | 400 | 250 | 500
211778949 | KENMORE | N92MSN0802120A* | 80000 | 92.1% | Yes | 100 | 200 | 100 | 200 | 200 | 400 | 250 | 500
211779176 | KENMORE | N96MSN0401410A | 40000 | 96% | Yes | 100 | 200 | 200 | 400 | 200 | 400 | 250 | 500
211779185 | KENMORE | N96MSN0401410A* | 40000 | 96% | Yes | 100 | 200 | 200 | 400 | 200 | 400 | 250 | 500
211779194 | KENMORE | N96MSN0401410A**D | 40000 | 95% | Yes | 100 | 200 | 150 | 300 | 200 | 400 | 250 | 500
211779203 | KENMORE | N96MSN0401410A*D | 40000 | 95% | Yes | 100 | 200 | 150 | 300 | 200 | 400 | 250 | 500
211779212 | KENMORE | N96MSN0401712A | 40000 | 96.7% | Yes | 100 | 200 | 200 | 400 | 200 | 400 | 250 | 500
212594937 | KENMORE | F96VTN0401410B | 40000 | 96% | Yes | 100 | 200 | 200 | 400 | 200 | 400 | 250 | 500
212594940 | KENMORE | F96VTN0401410B*D | 40000 | 95% | Yes | 100 | 200 | 150 | 300 | 200 | 400 | 250 | 500
212594943 | KENMORE | F96VTN0401712B | 40000 | 96% | Yes | 100 | 200 | 200 | 400 | 200 | 400 | 250 | 500
212594946 | KENMORE | F96VTN0401712B*D | 40000 | 95% | Yes | 100 | 200 | 150 | 300 | 200 | 400 | 250 | 500
212594954 | KENMORE | G96VTN0401410B | 40000 | 96% | Yes | 100 | 200 | 200 | 400 | 200 | 400 | 250 | 500
212594961 | KENMORE | G96VTN0401410B*D | 40000 | 95% | Yes | 100 | 200 | 150 | 300 | 200 | 400 | 250 | 500
212594968 | KENMORE | G96VTN0401712B | 40000 | 96% | Yes | 100 | 200 | 200 | 400 | 200 | 400 | 250 | 500
212595113 | KENMORE | N96VSN0601716B | 60000 | 97% | Yes | 100 | 200 | 200 | 400 | 200 | 400 | 250 | 500
212595122 | KENMORE | N96VSN0601716B*D | 60000 | 95% | Yes | 100 | 200 | 150 | 300 | 200 | 400 | 250 | 500
205822097 | KENMORE | N96VSN0401410A | 40000 | 96% | Yes | 100 | 200 | 200 | 400 | 200 | 400 | 250 | 500
205822108 | KENMORE | N96VSN0401410A*D | 40000 | 95% | Yes | 100 | 200 | 150 | 300 | 200 | 400 | 250 | 500
205822119 | KENMORE | N96VSN0401712A | 40000 | 96% | Yes | 100 | 200 | 200 | 400 | 200 | 400 | 250 | 500
213683168 | KENMORE | G96CTN0401410B*D | 40000 | 95% | Yes | 100 | 200 | 150 | 300 | 200 | 400 | 250 | 500
211781276 | KENMORE | N95MSU0401712A | 40000 | 95% | Yes | 100 | 200 | 150 | 300 | 200 | 400 | 250 | 500
206237480 | KENMORE | F95CSU0601716A | 60000 | 95% | Yes | 100 | 200 | 150 | 300 | 200 | 400 | 250 | 500
206237493 | KENMORE | G95CSU0601716A | 60000 | 95% | Yes | 100 | 200 | 150 | 300 | 200 | 400 | 250 | 500
206237500 | KENMORE | F95CSU0802120A | 80000 | 95% | Yes | 100 | 200 | 150 | 300 | 200 | 400 | 250 | 500
206237512 | KENMORE | G95CSU0802120A | 80000 | 95% | Yes | 100 | 200 | 150 | 300 | 200 | 400 | 250 | 500
211781287 | KENMORE | N95MSU0601716A | 60000 | 95% | Yes | 100 | 200 | 150 | 300 | 200 | 400 | 250 | 500
211781297 | KENMORE | N95MSU0802120A | 80000 | 95% | Yes | 100 | 200 | 150 | 300 | 200 | 400 | 250 | 500
211781308 | KENMORE | N95MSU1002120A | 100000 | 95% | Yes | 100 | 200 | 150 | 300 | 200 | 400 | 250 | 500
211781318 | KENMORE | N95MSU1002122A | 100000 | 95% | Yes | 100 | 200 | 150 | 300 | 200 | 400 | 250 | 500
213683537 | KENMORE | G96CTN1002122B | 100000 | 96.1% | Yes | 100 | 200 | 200 | 400 | 200 | 400 | 250 | 500
213683544 | KENMORE | G96CTN1002122B*D | 100000 | 95% | Yes | 100 | 200 | 150 | 300 | 200 | 400 | 250 | 500
213683551 | KENMORE | G96CTN1202422B | 120000 | 96.5% | Yes | 100 | 200 | 200 | 400 | 200 | 400 | 250 | 500
213683558 | KENMORE | G96CTN1202422B*D | 120000 | 95% | Yes | 100 | 200 | 150 | 300 | 200 | 400 | 250 | 500
213683565 | KENMORE | G97CMN0601714B | 60000 | 97% | Yes | 100 | 200 | 200 | 400 | 200 | 400 | 250 | 500
213683573 | KENMORE | G97CMN0601714B*D | 60000 | 95% | Yes | 100 | 200 | 150 | 300 | 200 | 400 | 250 | 500
213683306 | KENMORE | F96CTN0801714B*D | 80000 | 95% | Yes | 100 | 200 | 150 | 300 | 200 | 400 | 250 | 500
213683309 | KENMORE | F96CTN0802120B | 80000 | 96.7% | Yes | 100 | 200 | 200 | 400 | 200 | 400 | 250 | 500
213683312 | KENMORE | F96CTN0802120B*D | 80000 | 95% | Yes | 100 | 200 | 150 | 300 | 200 | 400 | 250 | 500
213683315 | KENMORE | F96CTN1002122B | 100000 | 96.1% | Yes | 100 | 200 | 200 | 400 | 200 | 400 | 250 | 500
213683318 | KENMORE | F96CTN1002122B*D | 100000 | 95% | Yes | 100 | 200 | 150 | 300 | 200 | 400 | 250 | 500
213683321 | KENMORE | F96CTN1202422B | 120000 | 96.5% | Yes | 100 | 200 | 200 | 400 | 200 | 400 | 250 | 500
213683324 | KENMORE | F96CTN1202422B*D | 120000 | 95% | Yes | 100 | 200 | 150 | 300 | 200 | 400 | 250 | 500
213683327 | KENMORE | F97CMN0601714B | 60000 | 97% | Yes | 100 | 200 | 200 | 400 | 200 | 400 | 250 | 500
213683330 | KENMORE | F97CMN0601714B*D | 60000 | 95% | Yes | 100 | 200 | 150 | 300 | 200 | 400 | 250 | 500
213683333 | KENMORE | F97CMN0602120B | 61000 | 98% | Yes | 100 | 200 | 200 | 400 | 200 | 400 | 250 | 500
213683336 | KENMORE | F97CMN0602120B*D | 61000 | 96.7% | Yes | 100 | 200 | 200 | 400 | 200 | 400 | 250 | 500
213683339 | KENMORE | F97CMN0801714B | 80000 | 97% | Yes | 100 | 200 | 200 | 400 | 200 | 400 | 250 | 500
213683342 | KENMORE | F97CMN0801714B*D | 80000 | 95% | Yes | 100 | 200 | 150 | 300 | 200 | 400 | 250 | 500
213683345 | KENMORE | F97CMN1002122B | 100000 | 97% | Yes | 100 | 200 | 200 | 400 | 200 | 400 | 250 | 500
213683348 | KENMORE | F97CMN1002122B*D | 100000 | 95% | Yes | 100 | 200 | 150 | 300 | 200 | 400 | 250 | 500
213683351 | KENMORE | F97CMN1202422B | 120000 | 97% | Yes | 100 | 200 | 200 | 400 | 200 | 400 | 250 | 500
212595064 | KENMORE | G96VTN0601412B | 60000 | 95% | Yes | 100 | 200 | 150 | 300 | 200 | 400 | 250 | 500
212595070 | KENMORE | G96VTN0601412B*D | 60000 | 95% | Yes | 100 | 200 | 150 | 300 | 200 | 400 | 250 | 500
212595078 | KENMORE | G96VTN0601716B | 60000 | 96.3% | Yes | 100 | 200 | 200 | 400 | 200 | 400 | 250 | 500
212595085 | KENMORE | G96VTN0601716B*D | 60000 | 95% | Yes | 100 | 200 | 150 | 300 | 200 | 400 | 250 | 500
212595095 | KENMORE | N96VSN0601412B | 60000 | 95% | Yes | 100 | 200 | 150 | 300 | 200 | 400 | 250 | 500
212595104 | KENMORE | N96VSN0601412B*D | 60000 | 95% | Yes | 100 | 200 | 150 | 300 | 200 | 400 | 250 | 500
213683474 | KENMORE | G95CSU0601716B | 60000 | 95% | Yes | 100 | 200 | 150 | 300 | 200 | 400 | 250 | 500
213683481 | KENMORE | G95CSU0802120B | 80000 | 95% | Yes | 100 | 200 | 150 | 300 | 200 | 400 | 250 | 500
213683488 | KENMORE | G95CSU1002122B | 100000 | 95% | Yes | 100 | 200 | 150 | 300 | 200 | 400 | 250 | 500
213683288 | KENMORE | F95CSU0601716B | 60000 | 95% | Yes | 100 | 200 | 150 | 300 | 200 | 400 | 250 | 500
213683291 | KENMORE | F95CSU0802120B | 80000 | 95% | Yes | 100 | 200 | 150 | 300 | 200 | 400 | 250 | 500
213683294 | KENMORE | F95CSU1002122B | 100000 | 95% | Yes | 100 | 200 | 150 | 300 | 200 | 400 | 250 | 500
213683297 | KENMORE | F96CTN0601714B | 60000 | 96.3% | Yes | 100 | 200 | 200 | 400 | 200 | 400 | 250 | 500
213683300 | KENMORE | F96CTN0601714B*D | 60000 | 95% | Yes | 100 | 200 | 150 | 300 | 200 | 400 | 250 | 500
213683303 | KENMORE | F96CTN0801714B | 80000 | 96.2% | Yes | 100 | 200 | 200 | 400 | 200 | 400 | 250 | 500
206349949 | KENMORE | F95CSU1002122A | 100000 | 95% | Yes | 100 | 200 | 150 | 300 | 200 | 400 | 250 | 500
206349958 | KENMORE | G95CSU1002122A | 100000 | 95% | Yes | 100 | 200 | 150 | 300 | 200 | 400 | 250 | 500
211778850 | KENMORE | N92MSN0401412A | 40000 | 92.1% | Yes | 100 | 200 | 100 | 200 | 200 | 400 | 250 | 500
211778859 | KENMORE | N92MSN0401412A* | 40000 | 92.1% | Yes | 100 | 200 | 100 | 200 | 200 | 400 | 250 | 500
212595380 | KENMORE | N96VSN1202422B*D | 120000 | 95% | Yes | 100 | 200 | 150 | 300 | 200 | 400 | 250 | 500
213683495 | KENMORE | G96CTN0601714B | 60000 | 96.3% | Yes | 100 | 200 | 200 | 400 | 200 | 400 | 250 | 500
213683502 | KENMORE | G96CTN0601714B*D | 60000 | 95% | Yes | 100 | 200 | 150 | 300 | 200 | 400 | 250 | 500
213683509 | KENMORE | G96CTN0801714B | 80000 | 96.2% | Yes | 100 | 200 | 200 | 400 | 200 | 400 | 250 | 500
213683516 | KENMORE | G96CTN0801714B*D | 80000 | 95% | Yes | 100 | 200 | 150 | 300 | 200 | 400 | 250 | 500
213683523 | KENMORE | G96CTN0802120B | 80000 | 96.7% | Yes | 100 | 200 | 200 | 400 | 200 | 400 | 250 | 500
213683530 | KENMORE | G96CTN0802120B*D | 80000 | 95% | Yes | 100 | 200 | 150 | 300 | 200 | 400 | 250 | 500
211779158 | KENMORE | N96MSN0261410A | 26000 | 96% | Yes | 100 | 200 | 200 | 400 | 200 | 400 | 250 | 500
211779167 | KENMORE | N96MSN0261410A*D | 26000 | 95% | Yes | 100 | 200 | 150 | 300 | 200 | 400 | 250 | 500
211778868 | KENMORE | N92MSN0401712A | 40000 | 92.1% | Yes | 100 | 200 | 100 | 200 | 200 | 400 | 250 | 500
213683150 | KENMORE | F96CTN0401410B | 40000 | 96% | Yes | 100 | 200 | 200 | 400 | 200 | 400 | 250 | 500
213683153 | KENMORE | F96CTN0401410B*D | 40000 | 95% | Yes | 100 | 200 | 150 | 300 | 200 | 400 | 250 | 500
213683161 | KENMORE | G96CTN0401410B | 40000 | 96% | Yes | 100 | 200 | 200 | 400 | 200 | 400 | 250 | 500
211779401 | KENMORE | N96MSN1002120A*D | 100000 | 95% | Yes | 100 | 200 | 150 | 300 | 200 | 400 | 250 | 500
211779410 | KENMORE | N96MSN1002122A | 100000 | 96.3% | Yes | 100 | 200 | 200 | 400 | 200 | 400 | 250 | 500
211779419 | KENMORE | N96MSN1002122A* | 100000 | 96.3% | Yes | 100 | 200 | 200 | 400 | 200 | 400 | 250 | 500
211779428 | KENMORE | N96MSN1002122A**D | 100000 | 95% | Yes | 100 | 200 | 150 | 300 | 200 | 400 | 250 | 500
211779437 | KENMORE | N96MSN1002122A*D | 100000 | 95% | Yes | 100 | 200 | 150 | 300 | 200 | 400 | 250 | 500
211779221 | KENMORE | N96MSN0401712A* | 40000 | 96.7% | Yes | 100 | 200 | 200 | 400 | 200 | 400 | 250 | 500
211779230 | KENMORE | N96MSN0401712A**D | 40000 | 95% | Yes | 100 | 200 | 150 | 300 | 200 | 400 | 250 | 500
211779239 | KENMORE | N96MSN0401712A*D | 40000 | 95% | Yes | 100 | 200 | 150 | 300 | 200 | 400 | 250 | 500
211779248 | KENMORE | N96MSN0601412A | 60000 | 95% | Yes | 100 | 200 | 150 | 300 | 200 | 400 | 250 | 500
211779257 | KENMORE | N96MSN0601412A* | 60000 | 95% | Yes | 100 | 200 | 150 | 300 | 200 | 400 | 250 | 500
213683629 | KENMORE | G97CMN1202422B | 120000 | 97% | Yes | 100 | 200 | 200 | 400 | 200 | 400 | 250 | 500
213683637 | KENMORE | G97CMN1202422B*D | 120000 | 95% | Yes | 100 | 200 | 150 | 300 | 200 | 400 | 250 | 500
213683644 | KENMORE | F97CMN0802120B | 80000 | 97% | Yes | 100 | 200 | 200 | 400 | 200 | 400 | 250 | 500
213683647 | KENMORE | F97CMN0802120B*D | 80000 | 95% | Yes | 100 | 200 | 150 | 300 | 200 | 400 | 250 | 500
213683655 | KENMORE | G97CMN0802120B | 80000 | 97% | Yes | 100 | 200 | 200 | 400 | 200 | 400 | 250 | 500
213683663 | KENMORE | G97CMN0802120B*D | 80000 | 95% | Yes | 100 | 200 | 150 | 300 | 200 | 400 | 250 | 500
205645645 | KENMORE | N95ESU0401712A | 40000 | 95% | Yes | 100 | 200 | 150 | 300 | 200 | 400 | 250 | 500
212594975 | KENMORE | G96VTN0401712B*D | 40000 | 95% | Yes | 100 | 200 | 150 | 300 | 200 | 400 | 250 | 500
212594985 | KENMORE | N96VSN0401410B | 40000 | 96% | Yes | 100 | 200 | 200 | 400 | 200 | 400 | 250 | 500
212594994 | KENMORE | N96VSN0401410B*D | 40000 | 95% | Yes | 100 | 200 | 150 | 300 | 200 | 400 | 250 | 500
212595003 | KENMORE | N96VSN0401712B | 40000 | 96.7% | Yes | 100 | 200 | 200 | 400 | 200 | 400 | 250 | 500
212595012 | KENMORE | N96VSN0401712B*D | 40000 | 95% | Yes | 100 | 200 | 150 | 300 | 200 | 400 | 250 | 500
211779446 | KENMORE | N96MSN1202422A | 120000 | 96.1% | Yes | 100 | 200 | 200 | 400 | 200 | 400 | 250 | 500
211779455 | KENMORE | N96MSN1202422A* | 120000 | 96.1% | Yes | 100 | 200 | 200 | 400 | 200 | 400 | 250 | 500
211779464 | KENMORE | N96MSN1202422A**D | 120000 | 95% | Yes | 100 | 200 | 150 | 300 | 200 | 400 | 250 | 500
211779473 | KENMORE | N96MSN1202422A*D | 120000 | 95% | Yes | 100 | 200 | 150 | 300 | 200 | 400 | 250 | 500
211779482 | KENMORE | N96MSN1402422A | 140000 | 95% | Yes | 100 | 200 | 150 | 300 | 200 | 400 | 250 | 500
211779266 | KENMORE | N96MSN0601412A**D | 60000 | 95% | Yes | 100 | 200 | 150 | 300 | 200 | 400 | 250 | 500
211779275 | KENMORE | N96MSN0601412A*D | 60000 | 95% | Yes | 100 | 200 | 150 | 300 | 200 | 400 | 250 | 500
211779284 | KENMORE | N96MSN0601716A | 60000 | 97% | Yes | 100 | 200 | 200 | 400 | 200 | 400 | 250 | 500
211779293 | KENMORE | N96MSN0601716A* | 60000 | 97% | Yes | 100 | 200 | 200 | 400 | 200 | 400 | 250 | 500
211779302 | KENMORE | N96MSN0601716A**D | 60000 | 95% | Yes | 100 | 200 | 150 | 300 | 200 | 400 | 250 | 500
212595047 | KENMORE | F96VTN0601412B | 60000 | 95% | Yes | 100 | 200 | 150 | 300 | 200 | 400 | 250 | 500
212595050 | KENMORE | F96VTN0601412B*D | 60000 | 95% | Yes | 100 | 200 | 150 | 300 | 200 | 400 | 250 | 500
212595053 | KENMORE | F96VTN0601716B | 60000 | 96.3% | Yes | 100 | 200 | 200 | 400 | 200 | 400 | 250 | 500
212595056 | KENMORE | F96VTN0601716B*D | 60000 | 95% | Yes | 100 | 200 | 150 | 300 | 200 | 400 | 250 | 500
205822130 | KENMORE | N96VSN0401712A*D | 40000 | 95% | Yes | 100 | 200 | 150 | 300 | 200 | 400 | 250 | 500
205822141 | KENMORE | N96VSN0601412A | 60000 | 95% | Yes | 100 | 200 | 150 | 300 | 200 | 400 | 250 | 500
205822152 | KENMORE | N96VSN0601412A*D | 60000 | 95% | Yes | 100 | 200 | 150 | 300 | 200 | 400 | 250 | 500
205822163 | KENMORE | N96VSN0601714A | 60000 | 96% | Yes | 100 | 200 | 200 | 400 | 200 | 400 | 250 | 500
212595294 | KENMORE | G96VTN1002122B | 100000 | 96.2% | Yes | 100 | 200 | 200 | 400 | 200 | 400 | 250 | 500
212595301 | KENMORE | G96VTN1002122B*D | 100000 | 95% | Yes | 100 | 200 | 150 | 300 | 200 | 400 | 250 | 500
212595310 | KENMORE | N96VSN1002120B | 100000 | 96.3% | Yes | 100 | 200 | 200 | 400 | 200 | 400 | 250 | 500
212595319 | KENMORE | N96VSN1002120B*D | 100000 | 95% | Yes | 100 | 200 | 150 | 300 | 200 | 400 | 250 | 500
212595157 | KENMORE | F96VTN0801716B | 80000 | 96.2% | Yes | 100 | 200 | 200 | 400 | 200 | 400 | 250 | 500
212595160 | KENMORE | F96VTN0801716B*D | 80000 | 95% | Yes | 100 | 200 | 150 | 300 | 200 | 400 | 250 | 500
212595163 | KENMORE | F96VTN0802120B | 80000 | 96.7% | Yes | 100 | 200 | 200 | 400 | 200 | 400 | 250 | 500
212595166 | KENMORE | F96VTN0802120B*D | 80000 | 95% | Yes | 100 | 200 | 150 | 300 | 200 | 400 | 250 | 500
212595174 | KENMORE | G96VTN0801716B | 80000 | 96.2% | Yes | 100 | 200 | 200 | 400 | 200 | 400 | 250 | 500
212595181 | KENMORE | G96VTN0801716B*D | 80000 | 95% | Yes | 100 | 200 | 150 | 300 | 200 | 400 | 250 | 500
212595188 | KENMORE | G96VTN0802120B | 80000 | 96.7% | Yes | 100 | 200 | 200 | 400 | 200 | 400 | 250 | 500
212595195 | KENMORE | G96VTN0802120B*D | 80000 | 95% | Yes | 100 | 200 | 150 | 300 | 200 | 400 | 250 | 500
211779003 | KENMORE | N92MSN1202420A* | 120000 | 92.1% | Yes | 100 | 200 | 100 | 200 | 200 | 400 | 250 | 500
213683581 | KENMORE | G97CMN0602120B | 61000 | 98% | Yes | 100 | 200 | 200 | 400 | 200 | 400 | 250 | 500
213683589 | KENMORE | G97CMN0602120B*D | 61000 | 96.7% | Yes | 100 | 200 | 200 | 400 | 200 | 400 | 250 | 500
213683597 | KENMORE | G97CMN0801714B | 80000 | 97% | Yes | 100 | 200 | 200 | 400 | 200 | 400 | 250 | 500
213683605 | KENMORE | G97CMN0801714B*D | 80000 | 95% | Yes | 100 | 200 | 150 | 300 | 200 | 400 | 250 | 500
213683613 | KENMORE | G97CMN1002122B | 100000 | 97% | Yes | 100 | 200 | 200 | 400 | 200 | 400 | 250 | 500
213683621 | KENMORE | G97CMN1002122B*D | 100000 | 95% | Yes | 100 | 200 | 150 | 300 | 200 | 400 | 250 | 500
213683354 | KENMORE | F97CMN1202422B*D | 120000 | 95% | Yes | 100 | 200 | 150 | 300 | 200 | 400 | 250 | 500
211780734 | KENMORE | N96MSN0801716A | 80000 | 97% | Yes | 100 | 200 | 200 | 400 | 200 | 400 | 250 | 500
211780744 | KENMORE | N96MSN0801716A* | 80000 | 97% | Yes | 100 | 200 | 200 | 400 | 200 | 400 | 250 | 500
205822174 | KENMORE | N96VSN0601714A*D | 60000 | 95% | Yes | 100 | 200 | 150 | 300 | 200 | 400 | 250 | 500
205822185 | KENMORE | N96VSN0801716A | 80000 | 96% | Yes | 100 | 200 | 200 | 400 | 200 | 400 | 250 | 500
205822196 | KENMORE | N96VSN0801716A*D | 80000 | 95% | Yes | 100 | 200 | 150 | 300 | 200 | 400 | 250 | 500
205822207 | KENMORE | N96VSN0802120A | 80000 | 96% | Yes | 100 | 200 | 200 | 400 | 200 | 400 | 250 | 500
205822218 | KENMORE | N96VSN0802120A*D | 80000 | 95% | Yes | 100 | 200 | 150 | 300 | 200 | 400 | 250 | 500
212595343 | KENMORE | F96VTN1202422B | 120000 | 96.7% | Yes | 100 | 200 | 200 | 400 | 200 | 400 | 250 | 500
212595346 | KENMORE | F96VTN1202422B*D | 120000 | 95% | Yes | 100 | 200 | 150 | 300 | 200 | 400 | 250 | 500
212595354 | KENMORE | G96VTN1202422B | 120000 | 96.7% | Yes | 100 | 200 | 200 | 400 | 200 | 400 | 250 | 500
212595361 | KENMORE | G96VTN1202422B*D | 120000 | 95% | Yes | 100 | 200 | 150 | 300 | 200 | 400 | 250 | 500
212595371 | KENMORE | N96VSN1202422B | 120000 | 96.1% | Yes | 100 | 200 | 200 | 400 | 200 | 400 | 250 | 500
211779491 | KENMORE | N96MSN1402422A*D | 140000 | 95% | Yes | 100 | 200 | 150 | 300 | 200 | 400 | 250 | 500
211779356 | KENMORE | N96MSN0802120A**D | 80000 | 95% | Yes | 100 | 200 | 150 | 300 | 200 | 400 | 250 | 500
211779365 | KENMORE | N96MSN0802120A*D | 80000 | 95% | Yes | 100 | 200 | 150 | 300 | 200 | 400 | 250 | 500
211779374 | KENMORE | N96MSN1002120A | 100000 | 96.3% | Yes | 100 | 200 | 200 | 400 | 200 | 400 | 250 | 500
211779383 | KENMORE | N96MSN1002120A* | 100000 | 96.3% | Yes | 100 | 200 | 200 | 400 | 200 | 400 | 250 | 500
211779392 | KENMORE | N96MSN1002120A**D | 100000 | 95% | Yes | 100 | 200 | 150 | 300 | 200 | 400 | 250 | 500
211778913 | KENMORE | N92MSN0601714A* | 60000 | 92.1% | Yes | 100 | 200 | 100 | 200 | 200 | 400 | 250 | 500
211779311 | KENMORE | N96MSN0601716A*D | 60000 | 95% | Yes | 100 | 200 | 150 | 300 | 200 | 400 | 250 | 500
211779320 | KENMORE | N96MSN0801716A**D | 80000 | 95% | Yes | 100 | 200 | 150 | 300 | 200 | 400 | 250 | 500
211779329 | KENMORE | N96MSN0801716A*D | 80000 | 95% | Yes | 100 | 200 | 150 | 300 | 200 | 400 | 250 | 500
211779338 | KENMORE | N96MSN0802120A | 80000 | 97% | Yes | 100 | 200 | 200 | 400 | 200 | 400 | 250 | 500
211779347 | KENMORE | N96MSN0802120A* | 80000 | 97% | Yes | 100 | 200 | 200 | 400 | 200 | 400 | 250 | 500
4792131 | LENNOX | ML193UH045XP36B-* | 44000 | 93% | No | 100 | 200 | 0 | 0 | 100 | 200 | 250 | 500
4792835 | LENNOX | ML193DF045XP36B-* | 44000 | 93% | No | 100 | 200 | 0 | 0 | 100 | 200 | 250 | 500
4792133 | LENNOX | ML193UH070XP36B-* | 66000 | 93% | No | 100 | 200 | 0 | 0 | 100 | 200 | 250 | 500
4792130 | LENNOX | ML193UH045XP24B-* | 44000 | 93% | No | 100 | 200 | 0 | 0 | 100 | 200 | 250 | 500
4805337 | LENNOX | ML195UH045XP24B-* | 44000 | 95% | No | 100 | 200 | 0 | 0 | 100 | 200 | 250 | 500
4805338 | LENNOX | ML195UH045XP36B-* | 44000 | 95% | No | 100 | 200 | 0 | 0 | 100 | 200 | 250 | 500
4792836 | LENNOX | ML193DF070XP36B-* | 66000 | 93% | No | 100 | 200 | 0 | 0 | 100 | 200 | 250 | 500
4792134 | LENNOX | ML193UH090XP36C-* | 88000 | 93% | No | 100 | 200 | 0 | 0 | 100 | 200 | 250 | 500
4792309 | LENNOX | ML193UH090XP48C-* | 88000 | 93% | No | 100 | 200 | 0 | 0 | 100 | 200 | 250 | 500
4792837 | LENNOX | ML193DF090XP48C-* | 88000 | 93% | No | 100 | 200 | 0 | 0 | 100 | 200 | 250 | 500
4792830 | LENNOX | ML193UH110XP48C-* | 110000 | 93% | No | 100 | 200 | 0 | 0 | 100 | 200 | 250 | 500
9100241 | LENNOX | ML193DF110XP60C-* | 110000 | 93% | No | 100 | 200 | 0 | 0 | 100 | 200 | 250 | 500
4792833 | LENNOX | ML193UH110XP60C-* | 110000 | 93% | No | 100 | 200 | 0 | 0 | 100 | 200 | 250 | 500
4805524 | LENNOX | ML195DF045XP36B-* | 44000 | 95% | No | 100 | 200 | 0 | 0 | 100 | 200 | 250 | 500
4805339 | LENNOX | ML195UH070XP36B-* | 66000 | 95% | No | 100 | 200 | 0 | 0 | 100 | 200 | 250 | 500
4805525 | LENNOX | ML195DF070XP36B-* | 66000 | 95% | No | 100 | 200 | 0 | 0 | 100 | 200 | 250 | 500
4792132 | LENNOX | ML193UH070XP24B-* | 66000 | 93% | No | 100 | 200 | 0 | 0 | 100 | 200 | 250 | 500
4805515 | LENNOX | ML195UH090XP36C-* | 88000 | 95% | No | 100 | 200 | 0 | 0 | 100 | 200 | 250 | 500
4805516 | LENNOX | ML195UH090XP48C-* | 88000 | 95% | No | 100 | 200 | 0 | 0 | 100 | 200 | 250 | 500
4805529 | LENNOX | ML195DF090XP60C-* | 88000 | 95% | No | 100 | 200 | 0 | 0 | 100 | 200 | 250 | 500
5371997 | LENNOX | ML195UH090XP60C-* | 88000 | 95% | No | 100 | 200 | 0 | 0 | 100 | 200 | 250 | 500
4805517 | LENNOX | ML195UH110XP48C-* | 110000 | 95% | No | 100 | 200 | 0 | 0 | 100 | 200 | 250 | 500
4805518 | LENNOX | ML195UH110XP60C-* | 110000 | 95% | No | 100 | 200 | 0 | 0 | 100 | 200 | 250 | 500
4805530 | LENNOX | ML195DF110XP60C-* | 110000 | 95% | No | 100 | 200 | 0 | 0 | 100 | 200 | 250 | 500
4792834 | LENNOX | ML193UH135XP60D-* | 132000 | 93% | No | 100 | 200 | 0 | 0 | 100 | 200 | 250 | 500
4805519 | LENNOX | ML195UH135XP60D-* | 132000 | 95% | No | 100 | 200 | 0 | 0 | 100 | 200 | 250 | 500
202568877 | LENNOX | ML193UH030XE36B-* | 30000 | 93% | Yes | 100 | 200 | 100 | 200 | 200 | 400 | 250 | 500
202568878 | LENNOX | ML193UH045XE36B-* | 44000 | 93% | Yes | 100 | 200 | 100 | 200 | 200 | 400 | 250 | 500
202568884 | LENNOX | ML193DF045XE36B-* | 44000 | 93% | Yes | 100 | 200 | 100 | 200 | 200 | 400 | 250 | 500
202568879 | LENNOX | ML193UH070XE36B-* | 66000 | 93% | Yes | 100 | 200 | 100 | 200 | 200 | 400 | 250 | 500
202568885 | LENNOX | ML193DF070XE36B-* | 66000 | 93% | Yes | 100 | 200 | 100 | 200 | 200 | 400 | 250 | 500
202568886 | LENNOX | ML193DF090XE48C-* | 88000 | 93% | Yes | 100 | 200 | 100 | 200 | 200 | 400 | 250 | 500
202568882 | LENNOX | ML193UH110XE48C-* | 110000 | 93% | Yes | 100 | 200 | 100 | 200 | 200 | 400 | 250 | 500
202568880 | LENNOX | ML193UH090XE36C-* | 88000 | 93% | Yes | 100 | 200 | 100 | 200 | 200 | 400 | 250 | 500
202568881 | LENNOX | ML193UH090XE48C-* | 88000 | 93% | Yes | 100 | 200 | 100 | 200 | 200 | 400 | 250 | 500
202568883 | LENNOX | ML193UH110XE60C-* | 110000 | 93% | Yes | 100 | 200 | 100 | 200 | 200 | 400 | 250 | 500
202192151 | LENNOX | 95AF2UH045V12B-** | 44000 | 95% | Yes | 100 | 200 | 150 | 300 | 200 | 400 | 250 | 500
4674932 | LENNOX | EL195UH045XE36B | 44000 | 95% | Yes | 100 | 200 | 150 | 300 | 200 | 400 | 250 | 500
4675053 | LENNOX | EL195DF045XE36B-* | 44000 | 95% | Yes | 100 | 200 | 150 | 300 | 200 | 400 | 250 | 500
8637992 | LENNOX | EL195UH030XE24B* | 30000 | 95% | Yes | 100 | 200 | 150 | 300 | 200 | 400 | 250 | 500
201834895 | LENNOX | EL195UH040NE36B-* | 40000 | 95% | Yes | 100 | 200 | 150 | 300 | 200 | 400 | 250 | 500
201834898 | LENNOX | EL195UH060NE36B-* | 60000 | 95% | Yes | 100 | 200 | 150 | 300 | 200 | 400 | 250 | 500
8580773 | LENNOX | EL195UH045XE24B* | 44000 | 95% | Yes | 100 | 200 | 150 | 300 | 200 | 400 | 250 | 500
202192149 | LENNOX | 95AF2UH070V12B-** | 66000 | 95% | Yes | 100 | 200 | 150 | 300 | 200 | 400 | 250 | 500
4674951 | LENNOX | EL195UH070XE36B-* | 66000 | 95% | Yes | 100 | 200 | 150 | 300 | 200 | 400 | 250 | 500
4675081 | LENNOX | EL195DF070XE48B-* | 66000 | 95% | Yes | 100 | 200 | 150 | 300 | 200 | 400 | 250 | 500
201834896 | LENNOX | EL195UH080NE48C-* | 80000 | 95% | Yes | 100 | 200 | 150 | 300 | 200 | 400 | 250 | 500
202192150 | LENNOX | 95AF2UH090V12C-** | 88000 | 95% | Yes | 100 | 200 | 150 | 300 | 200 | 400 | 250 | 500
4675033 | LENNOX | EL195UH090XE48C-* | 88000 | 95% | Yes | 100 | 200 | 150 | 300 | 200 | 400 | 250 | 500
4675087 | LENNOX | EL195DF090XE48C-* | 88000 | 95% | Yes | 100 | 200 | 150 | 300 | 200 | 400 | 250 | 500
201834897 | LENNOX | EL195UH100NE60C-* | 100000 | 95% | Yes | 100 | 200 | 150 | 300 | 200 | 400 | 250 | 500
4675039 | LENNOX | EL195UH110XE60C-* | 110000 | 95% | Yes | 100 | 200 | 150 | 300 | 200 | 400 | 250 | 500
4675073 | LENNOX | EL195DF110XE60C-* | 110000 | 95% | Yes | 100 | 200 | 150 | 300 | 200 | 400 | 250 | 500
4675046 | LENNOX | EL195UH135XE60D-* | 132000 | 95% | Yes | 100 | 200 | 150 | 300 | 200 | 400 | 250 | 500
204454165 | LENNOX | ML196UH030XE24B-* | 30000 | 96.1% | Yes | 100 | 200 | 200 | 400 | 200 | 400 | 250 | 500
201834794 | LENNOX | SL297UH040NV36B-* | 40000 | 97.5% | Yes | 100 | 200 | 200 | 400 | 200 | 400 | 250 | 500
5625717 | LENNOX | EL296UH045XE36B-* | 44000 | 96% | Yes | 100 | 200 | 200 | 400 | 200 | 400 | 250 | 500
5625722 | LENNOX | EL296DF045XE36B-* | 44000 | 96% | Yes | 100 | 200 | 200 | 400 | 200 | 400 | 250 | 500
4988227 | LENNOX | EL296DF045XV36B-* | 44000 | 96% | Yes | 100 | 200 | 200 | 400 | 200 | 400 | 250 | 500
4988231 | LENNOX | EL296UH045XV36B-* | 44000 | 96% | Yes | 100 | 200 | 200 | 400 | 200 | 400 | 250 | 500
202575917 | LENNOX | ML296DF045XV36B-* | 44000 | 96% | Yes | 100 | 200 | 200 | 400 | 200 | 400 | 250 | 500
202575920 | LENNOX | ML296UH045XV36B-* | 44000 | 96% | Yes | 100 | 200 | 200 | 400 | 200 | 400 | 250 | 500
201849573 | LENNOX | EL196DF045XE36B-* | 44000 | 96.1% | Yes | 100 | 200 | 200 | 400 | 200 | 400 | 250 | 500
204454171 | LENNOX | ML196DF045XE36B-* | 44000 | 96.1% | Yes | 100 | 200 | 200 | 400 | 200 | 400 | 250 | 500
201849568 | LENNOX | EL196UH045XE24B-* | 44000 | 96.4% | Yes | 100 | 200 | 200 | 400 | 200 | 400 | 250 | 500
204454166 | LENNOX | ML196UH045XE24B-* | 44000 | 96.4% | Yes | 100 | 200 | 200 | 400 | 200 | 400 | 250 | 500
201849569 | LENNOX | EL196UH045XE36B-* | 44000 | 96.6% | Yes | 100 | 200 | 200 | 400 | 200 | 400 | 250 | 500
204454167 | LENNOX | ML196UH045XE36B-* | 44000 | 96.6% | Yes | 100 | 200 | 200 | 400 | 200 | 400 | 250 | 500
4988517 | LENNOX | EL296UH135XV60D-* | 132000 | 96% | Yes | 100 | 200 | 200 | 400 | 200 | 400 | 250 | 500
201849567 | LENNOX | EL196UH030XE24B-* | 30000 | 96.1% | Yes | 100 | 200 | 200 | 400 | 200 | 400 | 250 | 500
201834796 | LENNOX | SL297UH060NV36B-* | 60000 | 97.5% | Yes | 100 | 200 | 200 | 400 | 200 | 400 | 250 | 500
5625718 | LENNOX | EL296UH070XE36B-* | 66000 | 96% | Yes | 100 | 200 | 200 | 400 | 200 | 400 | 250 | 500
5625723 | LENNOX | EL296DF070XE48B-* | 66000 | 96% | Yes | 100 | 200 | 200 | 400 | 200 | 400 | 250 | 500
4988228 | LENNOX | EL296DF070XV48B-* | 66000 | 96% | Yes | 100 | 200 | 200 | 400 | 200 | 400 | 250 | 500
4988511 | LENNOX | EL296UH070XV36B-* | 66000 | 96% | Yes | 100 | 200 | 200 | 400 | 200 | 400 | 250 | 500
202575918 | LENNOX | ML296DF070XV48B-* | 66000 | 96% | Yes | 100 | 200 | 200 | 400 | 200 | 400 | 250 | 500
202575921 | LENNOX | ML296UH070XV36B-* | 66000 | 96% | Yes | 100 | 200 | 200 | 400 | 200 | 400 | 250 | 500
201849570 | LENNOX | EL196UH070XE36B-* | 66000 | 96.1% | Yes | 100 | 200 | 200 | 400 | 200 | 400 | 250 | 500
201849574 | LENNOX | EL196DF070XE48B-* | 66000 | 96.1% | Yes | 100 | 200 | 200 | 400 | 200 | 400 | 250 | 500
204454168 | LENNOX | ML196UH070XE36B-* | 66000 | 96.1% | Yes | 100 | 200 | 200 | 400 | 200 | 400 | 250 | 500
204454172 | LENNOX | ML196DF070XE48B-* | 66000 | 96.1% | Yes | 100 | 200 | 200 | 400 | 200 | 400 | 250 | 500
4792121 | LENNOX | SLP98DF070XV36B-* | 66000 | 97.5% | Yes | 100 | 200 | 200 | 400 | 200 | 400 | 250 | 500
205534329 | LENNOX | SLP99DF070XV36B-* | 66000 | 97.5% | Yes | 100 | 200 | 200 | 400 | 200 | 400 | 250 | 500
4792115 | LENNOX | SLP98UH070XV36B-* | 66000 | 98.1% | Yes | 100 | 200 | 200 | 400 | 200 | 400 | 250 | 500
205534323 | LENNOX | SLP99UH070XV36B-* | 66000 | 98.1% | Yes | 100 | 200 | 200 | 400 | 200 | 400 | 250 | 500
201834797 | LENNOX | SL297UH080NV48C-* | 80000 | 97.5% | Yes | 100 | 200 | 200 | 400 | 200 | 400 | 250 | 500
201834798 | LENNOX | SL297UH080NV60C-* | 80000 | 97.5% | Yes | 100 | 200 | 200 | 400 | 200 | 400 | 250 | 500
5625146 | LENNOX | EL296DF090XV60C-* | 88000 | 96% | Yes | 100 | 200 | 200 | 400 | 200 | 400 | 250 | 500
5625719 | LENNOX | EL296UH090XE48C-* | 88000 | 96% | Yes | 100 | 200 | 200 | 400 | 200 | 400 | 250 | 500
4988512 | LENNOX | EL296UH090XV36C-* | 88000 | 96% | Yes | 100 | 200 | 200 | 400 | 200 | 400 | 250 | 500
4988513 | LENNOX | EL296UH090XV48C-* | 88000 | 96% | Yes | 100 | 200 | 200 | 400 | 200 | 400 | 250 | 500
4988514 | LENNOX | EL296UH090XV60C-* | 88000 | 96% | Yes | 100 | 200 | 200 | 400 | 200 | 400 | 250 | 500
5940633 | LENNOX | EL296DF090XE48C-* | 88000 | 96% | Yes | 100 | 200 | 200 | 400 | 200 | 400 | 250 | 500
202575919 | LENNOX | ML296DF090XV60C-* | 88000 | 96% | Yes | 100 | 200 | 200 | 400 | 200 | 400 | 250 | 500
202735180 | LENNOX | ML296UH090XV48C-* | 88000 | 96% | Yes | 100 | 200 | 200 | 400 | 200 | 400 | 250 | 500
201849575 | LENNOX | EL196DF090XE48C-* | 88000 | 96.1% | Yes | 100 | 200 | 200 | 400 | 200 | 400 | 250 | 500
204454173 | LENNOX | ML196DF090XE48C-* | 88000 | 96.1% | Yes | 100 | 200 | 200 | 400 | 200 | 400 | 250 | 500
201849571 | LENNOX | EL196UH090XE48C-* | 88000 | 96.3% | Yes | 100 | 200 | 200 | 400 | 200 | 400 | 250 | 500
204454169 | LENNOX | ML196UH090XE48C-* | 88000 | 96.3% | Yes | 100 | 200 | 200 | 400 | 200 | 400 | 250 | 500
4792122 | LENNOX | SLP98DF090XV36C-* | 88000 | 97.5% | Yes | 100 | 200 | 200 | 400 | 200 | 400 | 250 | 500
4792123 | LENNOX | SLP98DF090XV48C-* | 88000 | 97.5% | Yes | 100 | 200 | 200 | 400 | 200 | 400 | 250 | 500
4792124 | LENNOX | SLP98DF090XV60C-* | 88000 | 97.5% | Yes | 100 | 200 | 200 | 400 | 200 | 400 | 250 | 500
205534330 | LENNOX | SLP99DF090XV36C-* | 88000 | 97.5% | Yes | 100 | 200 | 200 | 400 | 200 | 400 | 250 | 500
205534331 | LENNOX | SLP99DF090XV48C-* | 88000 | 97.5% | Yes | 100 | 200 | 200 | 400 | 200 | 400 | 250 | 500
205534332 | LENNOX | SLP99DF090XV60C-* | 88000 | 97.5% | Yes | 100 | 200 | 200 | 400 | 200 | 400 | 250 | 500
4792116 | LENNOX | SLP98UH090XV36C-* | 88000 | 98.1% | Yes | 100 | 200 | 200 | 400 | 200 | 400 | 250 | 500
205534324 | LENNOX | SLP99UH090XV36C-* | 88000 | 98.1% | Yes | 100 | 200 | 200 | 400 | 200 | 400 | 250 | 500
4792117 | LENNOX | SLP98UH090XV48C-* | 88000 | 98.2% | Yes | 100 | 200 | 200 | 400 | 200 | 400 | 250 | 500
205534325 | LENNOX | SLP99UH090XV48C-* | 88000 | 98.2% | Yes | 100 | 200 | 200 | 400 | 200 | 400 | 250 | 500
4792118 | LENNOX | SLP98UH090XV60C-* | 88000 | 98.7% | Yes | 100 | 200 | 200 | 400 | 200 | 400 | 250 | 500
205534326 | LENNOX | SLP99UH090XV60C-* | 88000 | 99% | Yes | 100 | 200 | 200 | 400 | 200 | 400 | 250 | 500
4792125 | LENNOX | SLP98DF110XV60C-* | 110000 | 97.5% | Yes | 100 | 200 | 200 | 400 | 200 | 400 | 250 | 500
205534333 | LENNOX | SLP99DF110XV60C-* | 110000 | 97.5% | Yes | 100 | 200 | 200 | 400 | 200 | 400 | 250 | 500
4792119 | LENNOX | SLP98UH110XV60C-* | 110000 | 98.1% | Yes | 100 | 200 | 200 | 400 | 200 | 400 | 250 | 500
205534327 | LENNOX | SLP99UH110XV60C-* | 110000 | 98.1% | Yes | 100 | 200 | 200 | 400 | 200 | 400 | 250 | 500
5625720 | LENNOX | EL296UH110XE60C-* | 110000 | 96% | Yes | 100 | 200 | 200 | 400 | 200 | 400 | 250 | 500
5625725 | LENNOX | EL296DF110XE60C-* | 110000 | 96% | Yes | 100 | 200 | 200 | 400 | 200 | 400 | 250 | 500
4988230 | LENNOX | EL296DF110XV60C-* | 110000 | 96% | Yes | 100 | 200 | 200 | 400 | 200 | 400 | 250 | 500
4988515 | LENNOX | EL296UH110XV48C-* | 110000 | 96% | Yes | 100 | 200 | 200 | 400 | 200 | 400 | 250 | 500
4988516 | LENNOX | EL296UH110XV60C-* | 110000 | 96% | Yes | 100 | 200 | 200 | 400 | 200 | 400 | 250 | 500
202575923 | LENNOX | ML296UH110XV60C-* | 110000 | 96% | Yes | 100 | 200 | 200 | 400 | 200 | 400 | 250 | 500
201849572 | LENNOX | EL196UH110XE60C-* | 110000 | 96.4% | Yes | 100 | 200 | 200 | 400 | 200 | 400 | 250 | 500
204454170 | LENNOX | ML196UH110XE60C-* | 110000 | 96.4% | Yes | 100 | 200 | 200 | 400 | 200 | 400 | 250 | 500
4792120 | LENNOX | SLP98UH135XV60D-* | 132000 | 98.4% | Yes | 100 | 200 | 200 | 400 | 200 | 400 | 250 | 500
205534328 | LENNOX | SLP99UH135XV60D-* | 132000 | 98.4% | Yes | 100 | 200 | 200 | 400 | 200 | 400 | 250 | 500
5625721 | LENNOX | EL296UH135XE60D-* | 132000 | 96% | Yes | 100 | 200 | 200 | 400 | 200 | 400 | 250 | 500
205991396 | LENNOX | ML196UH070XE48B-* | 66000 | 96% | Yes | 100 | 200 | 200 | 400 | 200 | 400 | 250 | 500
205991397 | LENNOX | ML196UH090XE36C-* | 88000 | 96% | Yes | 100 | 200 | 200 | 400 | 200 | 400 | 250 | 500
205991398 | LENNOX | ML196UH090XE60C-* | 88000 | 96% | Yes | 100 | 200 | 200 | 400 | 200 | 400 | 250 | 500
205991399 | LENNOX | ML196UH135XE60D-* | 132000 | 96% | Yes | 100 | 200 | 200 | 400 | 200 | 400 | 250 | 500
205991400 | LENNOX | ML196DF110XE60C-* | 110000 | 96% | Yes | 100 | 200 | 200 | 400 | 200 | 400 | 250 | 500
206425207 | LENNOX | EL196UH030XE36B-* | 30000 | 96% | Yes | 100 | 200 | 200 | 400 | 200 | 400 | 250 | 500
213426812 | LENNOX | EL297UH045XE36B-* | 44000 | 97% | Yes | 100 | 200 | 200 | 400 | 200 | 400 | 250 | 500
213426813 | LENNOX | EL297UH070XE36B-* | 66000 | 97% | Yes | 100 | 200 | 200 | 400 | 200 | 400 | 250 | 500
213426814 | LENNOX | EL297UH090XE48C-* | 88000 | 97% | Yes | 100 | 200 | 200 | 400 | 200 | 400 | 250 | 500
213426816 | LENNOX | EL297UH110XE60C-* | 110000 | 97% | Yes | 100 | 200 | 200 | 400 | 200 | 400 | 250 | 500
213426817 | LENNOX | EL297UH135XE60D-* | 132000 | 97% | Yes | 100 | 200 | 200 | 400 | 200 | 400 | 250 | 500
213426818 | LENNOX | EL297DF045XE36B-* | 44000 | 97% | Yes | 100 | 200 | 200 | 400 | 200 | 400 | 250 | 500
213426820 | LENNOX | EL297DF070XE48B-* | 66000 | 97% | Yes | 100 | 200 | 200 | 400 | 200 | 400 | 250 | 500
213426821 | LENNOX | EL297DF090XE48C-* | 88000 | 97% | Yes | 100 | 200 | 200 | 400 | 200 | 400 | 250 | 500
213426822 | LENNOX | EL297DF110XE60C-* | 110000 | 97% | Yes | 100 | 200 | 200 | 400 | 200 | 400 | 250 | 500
213249116 | LENNOX | EL297UH045XV36B-* | 44000 | 97% | Yes | 100 | 200 | 200 | 400 | 200 | 400 | 250 | 500
213249117 | LENNOX | EL297UH070XV36B-* | 66000 | 97% | Yes | 100 | 200 | 200 | 400 | 200 | 400 | 250 | 500
213249118 | LENNOX | EL297UH090XV36C-* | 88000 | 97% | Yes | 100 | 200 | 200 | 400 | 200 | 400 | 250 | 500
213249119 | LENNOX | EL297UH090XV48C-* | 88000 | 97% | Yes | 100 | 200 | 200 | 400 | 200 | 400 | 250 | 500
213249120 | LENNOX | EL297UH090XV60C-* | 88000 | 97% | Yes | 100 | 200 | 200 | 400 | 200 | 400 | 250 | 500
213249121 | LENNOX | EL297UH110XV48C-* | 110000 | 97% | Yes | 100 | 200 | 200 | 400 | 200 | 400 | 250 | 500
213249122 | LENNOX | EL297UH110XV60C-* | 110000 | 97% | Yes | 100 | 200 | 200 | 400 | 200 | 400 | 250 | 500
213249123 | LENNOX | EL297UH135XV60D-* | 132000 | 97% | Yes | 100 | 200 | 200 | 400 | 200 | 400 | 250 | 500
213249124 | LENNOX | EL297DF045XV36B-* | 44000 | 97% | Yes | 100 | 200 | 200 | 400 | 200 | 400 | 250 | 500
213249125 | LENNOX | EL297DF070XV48B-* | 66000 | 97% | Yes | 100 | 200 | 200 | 400 | 200 | 400 | 250 | 500
213249126 | LENNOX | EL297DF090XV60C-* | 88000 | 97% | Yes | 100 | 200 | 200 | 400 | 200 | 400 | 250 | 500
213249127 | LENNOX | EL297DF110XV60C-* | 110000 | 97% | Yes | 100 | 200 | 200 | 400 | 200 | 400 | 250 | 500
206338227 | LENNOX | ML196UH030XE36B-* | 30000 | 96% | Yes | 100 | 200 | 200 | 400 | 200 | 400 | 250 | 500
2017835 | LUXAIRE BY JOHNSON CONTROLS | TG9S060B12MP11 | 60000 | 95.5% | No | 100 | 200 | 0 | 0 | 100 | 200 | 250 | 500
2017836 | LUXAIRE BY JOHNSON CONTROLS | TG9S060A10MP11 | 60000 | 95.5% | No | 100 | 200 | 0 | 0 | 100 | 200 | 250 | 500
2017928 | LUXAIRE BY JOHNSON CONTROLS | TM9T060B12MP11 | 60000 | 96% | No | 100 | 200 | 0 | 0 | 100 | 200 | 250 | 500
2017837 | LUXAIRE BY JOHNSON CONTROLS | TG9S040A08MP11 | 40000 | 95.5% | No | 100 | 200 | 0 | 0 | 100 | 200 | 250 | 500
2017834 | LUXAIRE BY JOHNSON CONTROLS | TG9S080B12MP11 | 80000 | 95.5% | No | 100 | 200 | 0 | 0 | 100 | 200 | 250 | 500
2017840 | LUXAIRE BY JOHNSON CONTROLS | TG9S080C22MP11 | 80000 | 95.5% | No | 100 | 200 | 0 | 0 | 100 | 200 | 250 | 500
2017841 | LUXAIRE BY JOHNSON CONTROLS | TG9S080C16MP11 | 80000 | 95.5% | No | 100 | 200 | 0 | 0 | 100 | 200 | 250 | 500
2017924 | LUXAIRE BY JOHNSON CONTROLS | TM9T080B12MP11 | 80000 | 96% | No | 100 | 200 | 0 | 0 | 100 | 200 | 250 | 500
2017927 | LUXAIRE BY JOHNSON CONTROLS | TM9T080C16MP11 | 80000 | 96% | No | 100 | 200 | 0 | 0 | 100 | 200 | 250 | 500
2017843 | LUXAIRE BY JOHNSON CONTROLS | TG9S100C16MP11 | 100000 | 95.5% | No | 100 | 200 | 0 | 0 | 100 | 200 | 250 | 500
2017844 | LUXAIRE BY JOHNSON CONTROLS | TG9S100C20MP11 | 100000 | 95.5% | No | 100 | 200 | 0 | 0 | 100 | 200 | 250 | 500
2017925 | LUXAIRE BY JOHNSON CONTROLS | TM9T100C16MP11 | 100000 | 96% | No | 100 | 200 | 0 | 0 | 100 | 200 | 250 | 500
2017926 | LUXAIRE BY JOHNSON CONTROLS | TM9T100C20MP11 | 100000 | 96% | No | 100 | 200 | 0 | 0 | 100 | 200 | 250 | 500
2017839 | LUXAIRE BY JOHNSON CONTROLS | TG9S120D20MP11 | 120000 | 95.5% | No | 100 | 200 | 0 | 0 | 100 | 200 | 250 | 500
2017842 | LUXAIRE BY JOHNSON CONTROLS | TG9S120D16MP11 | 120000 | 95.5% | No | 100 | 200 | 0 | 0 | 100 | 200 | 250 | 500
2017923 | LUXAIRE BY JOHNSON CONTROLS | TM9T120D20MP11 | 120000 | 96% | No | 100 | 200 | 0 | 0 | 100 | 200 | 250 | 500
2017838 | LUXAIRE BY JOHNSON CONTROLS | TG9S130D20MP11 | 130000 | 95.5% | No | 100 | 200 | 0 | 0 | 100 | 200 | 250 | 500
203324428 | LUXAIRE BY JOHNSON CONTROLS | TM9E040A10MP12 | 40000 | 95% | Yes | 100 | 200 | 150 | 300 | 200 | 400 | 250 | 500
7137320 | LUXAIRE BY JOHNSON CONTROLS | TM9E040A10MP11 | 40000 | 95% | Yes | 100 | 200 | 150 | 300 | 200 | 400 | 250 | 500
7119458 | LUXAIRE BY JOHNSON CONTROLS | TM9E060B12MP11 | 60000 | 95% | Yes | 100 | 200 | 150 | 300 | 200 | 400 | 250 | 500
204577672 | LUXAIRE BY JOHNSON CONTROLS | TL9E060B12UH11 | 60000 | 95% | Yes | 100 | 200 | 150 | 300 | 200 | 400 | 250 | 500
203324429 | LUXAIRE BY JOHNSON CONTROLS | TM9E060A10MP12 | 60000 | 95% | Yes | 100 | 200 | 150 | 300 | 200 | 400 | 250 | 500
203324430 | LUXAIRE BY JOHNSON CONTROLS | TM9E060B12MP12 | 60000 | 95% | Yes | 100 | 200 | 150 | 300 | 200 | 400 | 250 | 500
203324253 | LUXAIRE BY JOHNSON CONTROLS | TL9E080C16UH11 | 80000 | 95% | Yes | 100 | 200 | 150 | 300 | 200 | 400 | 250 | 500
7119463 | LUXAIRE BY JOHNSON CONTROLS | TM9E080C16MP11 | 80000 | 95% | Yes | 100 | 200 | 150 | 300 | 200 | 400 | 250 | 500
203324431 | LUXAIRE BY JOHNSON CONTROLS | TM9E080B12MP12 | 80000 | 95% | Yes | 100 | 200 | 150 | 300 | 200 | 400 | 250 | 500
203324432 | LUXAIRE BY JOHNSON CONTROLS | TM9E080C16MP12 | 80000 | 95% | Yes | 100 | 200 | 150 | 300 | 200 | 400 | 250 | 500
203324433 | LUXAIRE BY JOHNSON CONTROLS | TM9E080C20MP12 | 80000 | 95% | Yes | 100 | 200 | 150 | 300 | 200 | 400 | 250 | 500
7141753 | LUXAIRE BY JOHNSON CONTROLS | TM9E080B12MP11 | 80000 | 95% | Yes | 100 | 200 | 150 | 300 | 200 | 400 | 250 | 500
204577677 | LUXAIRE BY JOHNSON CONTROLS | TL9E100C20UH11 | 100000 | 95% | Yes | 100 | 200 | 150 | 300 | 200 | 400 | 250 | 500
7125978 | LUXAIRE BY JOHNSON CONTROLS | TM9E100C16MP11 | 100000 | 95% | Yes | 100 | 200 | 150 | 300 | 200 | 400 | 250 | 500
203324434 | LUXAIRE BY JOHNSON CONTROLS | TM9E100C16MP12 | 100000 | 95% | Yes | 100 | 200 | 150 | 300 | 200 | 400 | 250 | 500
203324435 | LUXAIRE BY JOHNSON CONTROLS | TM9E100C20MP12 | 100000 | 95% | Yes | 100 | 200 | 150 | 300 | 200 | 400 | 250 | 500
7133783 | LUXAIRE BY JOHNSON CONTROLS | TM9E100C20MP11 | 100000 | 95% | Yes | 100 | 200 | 150 | 300 | 200 | 400 | 250 | 500
7119469 | LUXAIRE BY JOHNSON CONTROLS | TM9E120D20MP11 | 120000 | 95% | Yes | 100 | 200 | 150 | 300 | 200 | 400 | 250 | 500
203324436 | LUXAIRE BY JOHNSON CONTROLS | TM9E120D20MP12 | 120000 | 95% | Yes | 100 | 200 | 150 | 300 | 200 | 400 | 250 | 500
8413001 | LUXAIRE BY JOHNSON CONTROLS | TM9Y040A10MP11 | 40000 | 96% | Yes | 100 | 200 | 200 | 400 | 200 | 400 | 250 | 500
204829766 | LUXAIRE BY JOHNSON CONTROLS | TM9V040A10MP12 | 40000 | 96% | Yes | 100 | 200 | 200 | 400 | 200 | 400 | 250 | 500
2017935 | LUXAIRE BY JOHNSON CONTROLS | LP9C060B12MP12 | 60000 | 97.5% | Yes | 100 | 200 | 200 | 400 | 200 | 400 | 250 | 500
204829759 | LUXAIRE BY JOHNSON CONTROLS | LP9C060B12MP13 | 60000 | 97.5% | Yes | 100 | 200 | 200 | 400 | 200 | 400 | 250 | 500
204829794 | LUXAIRE BY JOHNSON CONTROLS | TP9C060B12MP13 | 60000 | 97.5% | Yes | 100 | 200 | 200 | 400 | 200 | 400 | 250 | 500
8413003 | LUXAIRE BY JOHNSON CONTROLS | TM9Y080B12MP11 | 80000 | 96% | Yes | 100 | 200 | 200 | 400 | 200 | 400 | 250 | 500
8413004 | LUXAIRE BY JOHNSON CONTROLS | TM9Y080C16MP11 | 80000 | 96% | Yes | 100 | 200 | 200 | 400 | 200 | 400 | 250 | 500
204829774 | LUXAIRE BY JOHNSON CONTROLS | TM9V080B12MP12 | 80000 | 96% | Yes | 100 | 200 | 200 | 400 | 200 | 400 | 250 | 500
204829778 | LUXAIRE BY JOHNSON CONTROLS | TM9V080C16MP12 | 80000 | 96% | Yes | 100 | 200 | 200 | 400 | 200 | 400 | 250 | 500
2017936 | LUXAIRE BY JOHNSON CONTROLS | LP9C080B12MP12 | 80000 | 97.5% | Yes | 100 | 200 | 200 | 400 | 200 | 400 | 250 | 500
204829760 | LUXAIRE BY JOHNSON CONTROLS | LP9C080B12MP13 | 80000 | 97.5% | Yes | 100 | 200 | 200 | 400 | 200 | 400 | 250 | 500
204829798 | LUXAIRE BY JOHNSON CONTROLS | TP9C080B12MP13 | 80000 | 97.5% | Yes | 100 | 200 | 200 | 400 | 200 | 400 | 250 | 500
2017937 | LUXAIRE BY JOHNSON CONTROLS | LP9C080C16MP12 | 80000 | 97.7% | Yes | 100 | 200 | 200 | 400 | 200 | 400 | 250 | 500
204829761 | LUXAIRE BY JOHNSON CONTROLS | LP9C080C16MP13 | 80000 | 97.7% | Yes | 100 | 200 | 200 | 400 | 200 | 400 | 250 | 500
204829802 | LUXAIRE BY JOHNSON CONTROLS | TP9C080C16MP13 | 80000 | 97.7% | Yes | 100 | 200 | 200 | 400 | 200 | 400 | 250 | 500
2017938 | LUXAIRE BY JOHNSON CONTROLS | LP9C100C16MP12 | 100000 | 97.7% | Yes | 100 | 200 | 200 | 400 | 200 | 400 | 250 | 500
2017939 | LUXAIRE BY JOHNSON CONTROLS | LP9C100C20MP12 | 100000 | 97.7% | Yes | 100 | 200 | 200 | 400 | 200 | 400 | 250 | 500
204829762 | LUXAIRE BY JOHNSON CONTROLS | LP9C100C16MP13 | 100000 | 97.7% | Yes | 100 | 200 | 200 | 400 | 200 | 400 | 250 | 500
204829763 | LUXAIRE BY JOHNSON CONTROLS | LP9C100C20MP13 | 100000 | 97.7% | Yes | 100 | 200 | 200 | 400 | 200 | 400 | 250 | 500
204829806 | LUXAIRE BY JOHNSON CONTROLS | TP9C100C16MP13 | 100000 | 97.7% | Yes | 100 | 200 | 200 | 400 | 200 | 400 | 250 | 500
204829810 | LUXAIRE BY JOHNSON CONTROLS | TP9C100C20MP13 | 100000 | 97.7% | Yes | 100 | 200 | 200 | 400 | 200 | 400 | 250 | 500
8413005 | LUXAIRE BY JOHNSON CONTROLS | TM9Y100C16MP11 | 100000 | 96% | Yes | 100 | 200 | 200 | 400 | 200 | 400 | 250 | 500
8413006 | LUXAIRE BY JOHNSON CONTROLS | TM9Y100C20MP11 | 100000 | 96% | Yes | 100 | 200 | 200 | 400 | 200 | 400 | 250 | 500
204829782 | LUXAIRE BY JOHNSON CONTROLS | TM9V100C16MP12 | 100000 | 96% | Yes | 100 | 200 | 200 | 400 | 200 | 400 | 250 | 500
204829786 | LUXAIRE BY JOHNSON CONTROLS | TM9V100C20MP12 | 100000 | 96% | Yes | 100 | 200 | 200 | 400 | 200 | 400 | 250 | 500
8413002 | LUXAIRE BY JOHNSON CONTROLS | TM9Y060B12MP11 | 60000 | 96% | Yes | 100 | 200 | 200 | 400 | 200 | 400 | 250 | 500
204829770 | LUXAIRE BY JOHNSON CONTROLS | TM9V060B12MP12 | 60000 | 96% | Yes | 100 | 200 | 200 | 400 | 200 | 400 | 250 | 500
204829764 | LUXAIRE BY JOHNSON CONTROLS | LP9C120D20MP13 | 120000 | 98% | Yes | 100 | 200 | 200 | 400 | 200 | 400 | 250 | 500
204829814 | LUXAIRE BY JOHNSON CONTROLS | TP9C120D20MP13 | 120000 | 98% | Yes | 100 | 200 | 200 | 400 | 200 | 400 | 250 | 500
8413007 | LUXAIRE BY JOHNSON CONTROLS | TM9Y120D20MP11 | 120000 | 96% | Yes | 100 | 200 | 200 | 400 | 200 | 400 | 250 | 500
204829790 | LUXAIRE BY JOHNSON CONTROLS | TM9V120D20MP12 | 120000 | 96% | Yes | 100 | 200 | 200 | 400 | 200 | 400 | 250 | 500
206428675 | LUXAIRE BY JOHNSON CONTROLS | TM9E026A08MP12 | 26000 | 96% | Yes | 100 | 200 | 200 | 400 | 200 | 400 | 250 | 500
205416262 | MAGIC-PAK | HWC9N5512P18** | 55000 | 93% | Yes | 100 | 200 | 100 | 200 | 200 | 400 | 250 | 500
205416263 | MAGIC-PAK | HWC9N5512P24** | 55000 | 93% | Yes | 100 | 200 | 100 | 200 | 200 | 400 | 250 | 500
205416257 | MAGIC-PAK | HWC9N3312P12** | 33000 | 95% | Yes | 100 | 200 | 150 | 300 | 200 | 400 | 250 | 500
205416258 | MAGIC-PAK | HWC9N3312P18** | 33000 | 95% | Yes | 100 | 200 | 150 | 300 | 200 | 400 | 250 | 500
205416259 | MAGIC-PAK | HWC9N3312P24** | 33000 | 95% | Yes | 100 | 200 | 150 | 300 | 200 | 400 | 250 | 500
205416260 | MAGIC-PAK | HWC9N4412P18** | 44000 | 95% | Yes | 100 | 200 | 150 | 300 | 200 | 400 | 250 | 500
205416261 | MAGIC-PAK | HWC9N4412P24** | 44000 | 95% | Yes | 100 | 200 | 150 | 300 | 200 | 400 | 250 | 500
205416256 | MAGIC-PAK | HWC9N2212P12** | 22000 | 95% | Yes | 100 | 200 | 150 | 300 | 200 | 400 | 250 | 500
210336421 | MAGIC-PAK | HWC9N2213P12** | 22000 | 95% | Yes | 100 | 200 | 150 | 300 | 200 | 400 | 250 | 500
210336422 | MAGIC-PAK | HWC9N3313P12** | 33000 | 95% | Yes | 100 | 200 | 150 | 300 | 200 | 400 | 250 | 500
210336423 | MAGIC-PAK | HWC9N3313P18** | 33000 | 95% | Yes | 100 | 200 | 150 | 300 | 200 | 400 | 250 | 500
210336424 | MAGIC-PAK | HWC9N4413P18** | 44000 | 95% | Yes | 100 | 200 | 150 | 300 | 200 | 400 | 250 | 500
210336425 | MAGIC-PAK | HWC9N5513P18** | 55000 | 93% | Yes | 100 | 200 | 100 | 200 | 200 | 400 | 250 | 500
207252887 | MAGIC-PAK | HWC9N4412P30** | 44000 | 95% | Yes | 100 | 200 | 150 | 300 | 200 | 400 | 250 | 500
207252888 | MAGIC-PAK | HWC9N5512P30** | 55000 | 93% | Yes | 100 | 200 | 100 | 200 | 200 | 400 | 250 | 500
10377949 | MAINLINE | ML95PA0401317MSA | 42000 | 95% | No | 100 | 200 | 0 | 0 | 100 | 200 | 250 | 500
10378076 | MAINLINE | ML96PA0402317MSA | 42000 | 96% | No | 100 | 200 | 0 | 0 | 100 | 200 | 250 | 500
10377950 | MAINLINE | ML95PA0601317MSA | 56000 | 95% | No | 100 | 200 | 0 | 0 | 100 | 200 | 250 | 500
10377961 | MAINLINE | ML96PA0602317MSA | 56000 | 96% | No | 100 | 200 | 0 | 0 | 100 | 200 | 250 | 500
10377951 | MAINLINE | ML95PA0701317MSA | 70000 | 95% | No | 100 | 200 | 0 | 0 | 100 | 200 | 250 | 500
10377962 | MAINLINE | ML96PA0702317MSA | 70000 | 96% | No | 100 | 200 | 0 | 0 | 100 | 200 | 250 | 500
10377952 | MAINLINE | ML95PA0851521MSA | 84000 | 95% | No | 100 | 200 | 0 | 0 | 100 | 200 | 250 | 500
10377963 | MAINLINE | ML96PA0852521MSA | 84000 | 95% | No | 100 | 200 | 0 | 0 | 100 | 200 | 250 | 500
10377953 | MAINLINE | ML95PA1001521MSA | 98000 | 95% | No | 100 | 200 | 0 | 0 | 100 | 200 | 250 | 500
10377964 | MAINLINE | ML96PA1002521MSA | 98000 | 95% | No | 100 | 200 | 0 | 0 | 100 | 200 | 250 | 500
10377954 | MAINLINE | ML95PA1151524MSA | 112000 | 95% | No | 100 | 200 | 0 | 0 | 100 | 200 | 250 | 500
10378075 | MAINLINE | ML96PA1152524MSA | 112000 | 96% | No | 100 | 200 | 0 | 0 | 100 | 200 | 250 | 500
205348243 | MAINLINE | MP92TA1151524MSA | 112000 | 92% | Yes | 100 | 200 | 100 | 200 | 200 | 400 | 250 | 500
10378206 | MAINLINE | ML92TA1001521MSA | 98000 | 92% | Yes | 100 | 200 | 100 | 200 | 200 | 400 | 250 | 500
205348237 | MAINLINE | MP92TA0401317MSA | 42000 | 92% | Yes | 100 | 200 | 100 | 200 | 200 | 400 | 250 | 500
205348239 | MAINLINE | MP92TA0601317MSA | 56000 | 92% | Yes | 100 | 200 | 100 | 200 | 200 | 400 | 250 | 500
10378203 | MAINLINE | ML92TA0601317MSA | 56000 | 92% | Yes | 100 | 200 | 100 | 200 | 200 | 400 | 250 | 500
205348242 | MAINLINE | MP92TA1001521MSA | 98000 | 92% | Yes | 100 | 200 | 100 | 200 | 200 | 400 | 250 | 500
10378207 | MAINLINE | ML92TA1151524MSA | 112000 | 92% | Yes | 100 | 200 | 100 | 200 | 200 | 400 | 250 | 500
203269568 | MAINLINE | ML92TA0701521MSA | 70000 | 92% | Yes | 100 | 200 | 100 | 200 | 200 | 400 | 250 | 500
205348240 | MAINLINE | MP92TA0701317MSA | 70000 | 92% | Yes | 100 | 200 | 100 | 200 | 200 | 400 | 250 | 500
10378204 | MAINLINE | ML92TA0701317MSA | 70000 | 92% | Yes | 100 | 200 | 100 | 200 | 200 | 400 | 250 | 500
205348241 | MAINLINE | MP92TA0851521MSA | 84000 | 92% | Yes | 100 | 200 | 100 | 200 | 200 | 400 | 250 | 500
10378166 | MAINLINE | ML95TC0601317MSA | 56000 | 95% | Yes | 100 | 200 | 150 | 300 | 200 | 400 | 250 | 500
205348244 | MAINLINE | MP95TC0401317MSA | 42000 | 95% | Yes | 100 | 200 | 150 | 300 | 200 | 400 | 250 | 500
10378165 | MAINLINE | ML95TC0401317MSA | 42000 | 95% | Yes | 100 | 200 | 150 | 300 | 200 | 400 | 250 | 500
205348245 | MAINLINE | MP95TC0601317MSA | 56000 | 95% | Yes | 100 | 200 | 150 | 300 | 200 | 400 | 250 | 500
203261713 | MAINLINE | ML95TC0701521MSA | 70000 | 95% | Yes | 100 | 200 | 150 | 300 | 200 | 400 | 250 | 500
205348247 | MAINLINE | MP95TC0701317MSA | 70000 | 95% | Yes | 100 | 200 | 150 | 300 | 200 | 400 | 250 | 500
10378167 | MAINLINE | ML95TC0701317MSA | 70000 | 95% | Yes | 100 | 200 | 150 | 300 | 200 | 400 | 250 | 500
205348248 | MAINLINE | MP95TC0851521MSA | 84000 | 95% | Yes | 100 | 200 | 150 | 300 | 200 | 400 | 250 | 500
10378168 | MAINLINE | ML95TC0851521MSA | 84000 | 95% | Yes | 100 | 200 | 150 | 300 | 200 | 400 | 250 | 500
205348249 | MAINLINE | MP95TC1001521MSA | 98000 | 95% | Yes | 100 | 200 | 150 | 300 | 200 | 400 | 250 | 500
10378169 | MAINLINE | ML95TC1001521MSA | 98000 | 95% | Yes | 100 | 200 | 150 | 300 | 200 | 400 | 250 | 500
205348250 | MAINLINE | MP95TC1151524MSA | 112000 | 95% | Yes | 100 | 200 | 150 | 300 | 200 | 400 | 250 | 500
10378170 | MAINLINE | ML95TC1151524MSA | 112000 | 95% | Yes | 100 | 200 | 150 | 300 | 200 | 400 | 250 | 500
10378078 | MAINLINE | ML96VA0402317MSA | 42000 | 96% | Yes | 100 | 200 | 200 | 400 | 200 | 400 | 250 | 500
205348251 | MAINLINE | MP96TA0402317MSA | 42000 | 96% | Yes | 100 | 200 | 200 | 400 | 200 | 400 | 250 | 500
10378196 | MAINLINE | ML96TA0402317MSA | 42000 | 96% | Yes | 100 | 200 | 200 | 400 | 200 | 400 | 250 | 500
10377965 | MAINLINE | ML96VA0602317MSA | 56000 | 96% | Yes | 100 | 200 | 200 | 400 | 200 | 400 | 250 | 500
205348252 | MAINLINE | MP96TA0602317MSA | 56000 | 96% | Yes | 100 | 200 | 200 | 400 | 200 | 400 | 250 | 500
10378197 | MAINLINE | ML96TA0602317MSA | 56000 | 96% | Yes | 100 | 200 | 200 | 400 | 200 | 400 | 250 | 500
10378160 | MAINLINE | ML97VA060M317USA | 56000 | 97% | Yes | 100 | 200 | 200 | 400 | 200 | 400 | 250 | 500
10378210 | MAINLINE | ML97VA060M317KSA | 56000 | 97% | Yes | 100 | 200 | 200 | 400 | 200 | 400 | 250 | 500
202356698 | MAINLINE | ML98VB060M317USA | 56000 | 98.7% | Yes | 100 | 200 | 200 | 400 | 200 | 400 | 250 | 500
10377966 | MAINLINE | ML96VA0702317MSA | 70000 | 96% | Yes | 100 | 200 | 200 | 400 | 200 | 400 | 250 | 500
203261714 | MAINLINE | ML96VA0702521MSA | 70000 | 96% | Yes | 100 | 200 | 200 | 400 | 200 | 400 | 250 | 500
203261715 | MAINLINE | ML96TA0702521MSA | 70000 | 96% | Yes | 100 | 200 | 200 | 400 | 200 | 400 | 250 | 500
205348253 | MAINLINE | MP96TA0702317MSA | 70000 | 96% | Yes | 100 | 200 | 200 | 400 | 200 | 400 | 250 | 500
10378198 | MAINLINE | ML96TA0702317MSA | 70000 | 96% | Yes | 100 | 200 | 200 | 400 | 200 | 400 | 250 | 500
10378161 | MAINLINE | ML97VA070M317USA | 70000 | 97% | Yes | 100 | 200 | 200 | 400 | 200 | 400 | 250 | 500
10378211 | MAINLINE | ML97VA070M317KSA | 70000 | 97% | Yes | 100 | 200 | 200 | 400 | 200 | 400 | 250 | 500
202356700 | MAINLINE | ML98VB070M317USA | 70000 | 98.3% | Yes | 100 | 200 | 200 | 400 | 200 | 400 | 250 | 500
10377982 | MAINLINE | ML96VA0852521MSB | 84000 | 96% | Yes | 100 | 200 | 200 | 400 | 200 | 400 | 250 | 500
205348254 | MAINLINE | MP96TA0852521MSA | 84000 | 96% | Yes | 100 | 200 | 200 | 400 | 200 | 400 | 250 | 500
10378199 | MAINLINE | ML96TA0852521MSA | 84000 | 96% | Yes | 100 | 200 | 200 | 400 | 200 | 400 | 250 | 500
10378208 | MAINLINE | ML97VA085M521KSA | 84000 | 97% | Yes | 100 | 200 | 200 | 400 | 200 | 400 | 250 | 500
202356699 | MAINLINE | ML98VB085M521USA | 84000 | 98.2% | Yes | 100 | 200 | 200 | 400 | 200 | 400 | 250 | 500
10377967 | MAINLINE | ML96VA1002521MSA | 98000 | 96% | Yes | 100 | 200 | 200 | 400 | 200 | 400 | 250 | 500
205348255 | MAINLINE | MP96TA1002521MSA | 98000 | 96% | Yes | 100 | 200 | 200 | 400 | 200 | 400 | 250 | 500
10378200 | MAINLINE | ML96TA1002521MSA | 98000 | 96% | Yes | 100 | 200 | 200 | 400 | 200 | 400 | 250 | 500
10378163 | MAINLINE | ML97VA100M521USA | 98000 | 97% | Yes | 100 | 200 | 200 | 400 | 200 | 400 | 250 | 500
10378209 | MAINLINE | ML97VA100M521KSA | 98000 | 97% | Yes | 100 | 200 | 200 | 400 | 200 | 400 | 250 | 500
202356701 | MAINLINE | ML98VB100M521USA | 98000 | 98.1% | Yes | 100 | 200 | 200 | 400 | 200 | 400 | 250 | 500
10378212 | MAINLINE | ML97VA115M524KSA | 112000 | 97% | Yes | 100 | 200 | 200 | 400 | 200 | 400 | 250 | 500
202356702 | MAINLINE | ML98VB115M524USA | 112000 | 98.6% | Yes | 100 | 200 | 200 | 400 | 200 | 400 | 250 | 500
10378079 | MAINLINE | ML96VA1152524MSA | 112000 | 96% | Yes | 100 | 200 | 200 | 400 | 200 | 400 | 250 | 500
205348256 | MAINLINE | MP96TA1152524MSA | 112000 | 96% | Yes | 100 | 200 | 200 | 400 | 200 | 400 | 250 | 500
10378201 | MAINLINE | ML96TA1152524MSA | 112000 | 96% | Yes | 100 | 200 | 200 | 400 | 200 | 400 | 250 | 500
208676655 | MAINLINE | ML951T0603A17M4 | 56000 | 95% | Yes | 100 | 200 | 150 | 300 | 200 | 400 | 250 | 500
208676656 | MAINLINE | ML951T0703A17M4 | 70000 | 95% | Yes | 100 | 200 | 150 | 300 | 200 | 400 | 250 | 500
208676657 | MAINLINE | ML951T0705A21M4 | 70000 | 95% | Yes | 100 | 200 | 150 | 300 | 200 | 400 | 250 | 500
208676658 | MAINLINE | ML951T0855A21M4 | 84000 | 95% | Yes | 100 | 200 | 150 | 300 | 200 | 400 | 250 | 500
208676659 | MAINLINE | ML951T1005A21M4 | 98000 | 95% | Yes | 100 | 200 | 150 | 300 | 200 | 400 | 250 | 500
208676660 | MAINLINE | ML951T1155A24M4 | 112000 | 95% | Yes | 100 | 200 | 150 | 300 | 200 | 400 | 250 | 500
208676661 | MAINLINE | MP951T0403A17M4 | 42000 | 95% | Yes | 100 | 200 | 150 | 300 | 200 | 400 | 250 | 500
208676662 | MAINLINE | MP951T0603A17M4 | 56000 | 95% | Yes | 100 | 200 | 150 | 300 | 200 | 400 | 250 | 500
208676663 | MAINLINE | MP951T0703A17M4 | 70000 | 95% | Yes | 100 | 200 | 150 | 300 | 200 | 400 | 250 | 500
208676664 | MAINLINE | MP951T0705A21M4 | 70000 | 95% | Yes | 100 | 200 | 150 | 300 | 200 | 400 | 250 | 500
208676665 | MAINLINE | MP951T0855A21M4 | 84000 | 95% | Yes | 100 | 200 | 150 | 300 | 200 | 400 | 250 | 500
208676666 | MAINLINE | MP951T1005A21M4 | 98000 | 95% | Yes | 100 | 200 | 150 | 300 | 200 | 400 | 250 | 500
208676667 | MAINLINE | MP951T1155A24M4 | 112000 | 95% | Yes | 100 | 200 | 150 | 300 | 200 | 400 | 250 | 500
208676668 | MAINLINE | ML921V0403A17M4 | 42000 | 92% | Yes | 100 | 200 | 100 | 200 | 200 | 400 | 250 | 500
208676669 | MAINLINE | ML921V0603A17M4 | 56000 | 92% | Yes | 100 | 200 | 100 | 200 | 200 | 400 | 250 | 500
208676670 | MAINLINE | ML921V0703A17M4 | 70000 | 92% | Yes | 100 | 200 | 100 | 200 | 200 | 400 | 250 | 500
208676671 | MAINLINE | ML921V0705A21M4 | 70000 | 92% | Yes | 100 | 200 | 100 | 200 | 200 | 400 | 250 | 500
208676672 | MAINLINE | ML921V0855A21M4 | 84000 | 92% | Yes | 100 | 200 | 100 | 200 | 200 | 400 | 250 | 500
208676673 | MAINLINE | ML921V1005A21M4 | 98000 | 92% | Yes | 100 | 200 | 100 | 200 | 200 | 400 | 250 | 500
208676674 | MAINLINE | ML921V1155A24M4 | 112000 | 92% | Yes | 100 | 200 | 100 | 200 | 200 | 400 | 250 | 500
208676675 | MAINLINE | MP921W0403A17M4 | 42000 | 92% | Yes | 100 | 200 | 100 | 200 | 200 | 400 | 250 | 500
208676676 | MAINLINE | MP921W0603A17M4 | 56000 | 92% | Yes | 100 | 200 | 100 | 200 | 200 | 400 | 250 | 500
208676677 | MAINLINE | MP921W0703A17M4 | 70000 | 92% | Yes | 100 | 200 | 100 | 200 | 200 | 400 | 250 | 500
208676678 | MAINLINE | MP921W0705A21M4 | 70000 | 92% | Yes | 100 | 200 | 100 | 200 | 200 | 400 | 250 | 500
208676679 | MAINLINE | MP921W0855A21M4 | 84000 | 92% | Yes | 100 | 200 | 100 | 200 | 200 | 400 | 250 | 500
208676680 | MAINLINE | MP921W1005A21M4 | 98000 | 92% | Yes | 100 | 200 | 100 | 200 | 200 | 400 | 250 | 500
208676681 | MAINLINE | MP921W1155A24M4 | 112000 | 92% | Yes | 100 | 200 | 100 | 200 | 200 | 400 | 250 | 500
208676682 | MAINLINE | ML951V0403A17M4 | 42000 | 95% | Yes | 100 | 200 | 150 | 300 | 200 | 400 | 250 | 500
208676683 | MAINLINE | ML951V0603A17M4 | 56000 | 95% | Yes | 100 | 200 | 150 | 300 | 200 | 400 | 250 | 500
208676684 | MAINLINE | ML951V0703A17M4 | 70000 | 95% | Yes | 100 | 200 | 150 | 300 | 200 | 400 | 250 | 500
208676685 | MAINLINE | ML951V0705A21M4 | 70000 | 95% | Yes | 100 | 200 | 150 | 300 | 200 | 400 | 250 | 500
208676686 | MAINLINE | ML951V0855A21M4 | 84000 | 95% | Yes | 100 | 200 | 150 | 300 | 200 | 400 | 250 | 500
208676687 | MAINLINE | ML951V1005A21M4 | 98000 | 95% | Yes | 100 | 200 | 150 | 300 | 200 | 400 | 250 | 500
208676688 | MAINLINE | ML951V1155A24M4 | 112000 | 95% | Yes | 100 | 200 | 150 | 300 | 200 | 400 | 250 | 500
208676689 | MAINLINE | MP951W0403A17M4 | 42000 | 95% | Yes | 100 | 200 | 150 | 300 | 200 | 400 | 250 | 500
208676690 | MAINLINE | MP951W0603A17M4 | 56000 | 95% | Yes | 100 | 200 | 150 | 300 | 200 | 400 | 250 | 500
208676691 | MAINLINE | MP951W0703A17M4 | 70000 | 95% | Yes | 100 | 200 | 150 | 300 | 200 | 400 | 250 | 500
208676692 | MAINLINE | MP951W0705A21M4 | 70000 | 95% | Yes | 100 | 200 | 150 | 300 | 200 | 400 | 250 | 500
208676693 | MAINLINE | MP951W0855A21M4 | 84000 | 95% | Yes | 100 | 200 | 150 | 300 | 200 | 400 | 250 | 500
208676694 | MAINLINE | MP951W1005A21M4 | 98000 | 95% | Yes | 100 | 200 | 150 | 300 | 200 | 400 | 250 | 500
208676695 | MAINLINE | MP951W1155A24M4 | 112000 | 95% | Yes | 100 | 200 | 150 | 300 | 200 | 400 | 250 | 500
209214521 | MAINLINE | MP962W0403A17M4S | 42000 | 96% | Yes | 100 | 200 | 200 | 400 | 200 | 400 | 250 | 500
209214523 | MAINLINE | MP962W0603A17M4S | 56000 | 96% | Yes | 100 | 200 | 200 | 400 | 200 | 400 | 250 | 500
209214527 | MAINLINE | MP962W0703A17M4S | 70000 | 96% | Yes | 100 | 200 | 200 | 400 | 200 | 400 | 250 | 500
209214529 | MAINLINE | MP962W0705A21M4S | 70000 | 96% | Yes | 100 | 200 | 200 | 400 | 200 | 400 | 250 | 500
209214530 | MAINLINE | MP962W0855A21M4S | 84000 | 96% | Yes | 100 | 200 | 200 | 400 | 200 | 400 | 250 | 500
209214532 | MAINLINE | MP962W1005A21M4S | 98000 | 96% | Yes | 100 | 200 | 200 | 400 | 200 | 400 | 250 | 500
209214564 | MAINLINE | MP962W1155A24M4S | 112000 | 96% | Yes | 100 | 200 | 200 | 400 | 200 | 400 | 250 | 500
213927541 | MAINLINE | ML951V0705A21UHUBAP | 70000 | 95% | Yes | 100 | 200 | 150 | 300 | 200 | 400 | 250 | 500
213927542 | MAINLINE | MP951W0705A21UHUBAS | 70000 | 95% | Yes | 100 | 200 | 150 | 300 | 200 | 400 | 250 | 500
208430202 | MAINLINE | ML962V0403A17M4S | 42000 | 96% | Yes | 100 | 200 | 200 | 400 | 200 | 400 | 250 | 500
208430203 | MAINLINE | ML962V0603A17M4S | 56000 | 96% | Yes | 100 | 200 | 200 | 400 | 200 | 400 | 250 | 500
208430204 | MAINLINE | ML962V0703A17M4S | 70000 | 96% | Yes | 100 | 200 | 200 | 400 | 200 | 400 | 250 | 500
208430205 | MAINLINE | ML962V0705A21M4S | 70000 | 96% | Yes | 100 | 200 | 200 | 400 | 200 | 400 | 250 | 500
208430206 | MAINLINE | ML962V0855A21M4S | 84000 | 96% | Yes | 100 | 200 | 200 | 400 | 200 | 400 | 250 | 500
208430207 | MAINLINE | ML962V1005A21M4S | 98000 | 96% | Yes | 100 | 200 | 200 | 400 | 200 | 400 | 250 | 500
208430208 | MAINLINE | ML962V1155A24M4S | 112000 | 96% | Yes | 100 | 200 | 200 | 400 | 200 | 400 | 250 | 500
212922390 | MAINLINE | ML951V0403A17UHUBAP | 42000 | 95% | Yes | 100 | 200 | 150 | 300 | 200 | 400 | 250 | 500
212922391 | MAINLINE | ML951V0603A17UHUBAP | 56000 | 95% | Yes | 100 | 200 | 150 | 300 | 200 | 400 | 250 | 500
212922392 | MAINLINE | ML951V1005A21UHUBAP | 95000 | 95% | Yes | 100 | 200 | 150 | 300 | 200 | 400 | 250 | 500
212922393 | MAINLINE | MP951W0403A17UHUBAS | 42000 | 95% | Yes | 100 | 200 | 150 | 300 | 200 | 400 | 250 | 500
212922394 | MAINLINE | MP951W0603A17UHUBAS | 56000 | 95% | Yes | 100 | 200 | 150 | 300 | 200 | 400 | 250 | 500
212922395 | MAINLINE | MP951W1005A21UHUBAS | 95000 | 95% | Yes | 100 | 200 | 150 | 300 | 200 | 400 | 250 | 500
208676640 | MAINLINE | ML921T0403A17M4 | 42000 | 92% | Yes | 100 | 200 | 100 | 200 | 200 | 400 | 250 | 500
208676641 | MAINLINE | ML921T0603A17M4 | 56000 | 92% | Yes | 100 | 200 | 100 | 200 | 200 | 400 | 250 | 500
208676642 | MAINLINE | ML921T0703A17M4 | 70000 | 92% | Yes | 100 | 200 | 100 | 200 | 200 | 400 | 250 | 500
208676643 | MAINLINE | ML921T0705A21M4 | 70000 | 92% | Yes | 100 | 200 | 100 | 200 | 200 | 400 | 250 | 500
208676644 | MAINLINE | ML921T0855A21M4 | 84000 | 92% | Yes | 100 | 200 | 100 | 200 | 200 | 400 | 250 | 500
208676645 | MAINLINE | ML921T1005A21M4 | 98000 | 92% | Yes | 100 | 200 | 100 | 200 | 200 | 400 | 250 | 500
208676646 | MAINLINE | ML921T1155A24M4 | 112000 | 92% | Yes | 100 | 200 | 100 | 200 | 200 | 400 | 250 | 500
208676647 | MAINLINE | MP921T0403A17M4 | 42000 | 92% | Yes | 100 | 200 | 100 | 200 | 200 | 400 | 250 | 500
208676648 | MAINLINE | MP921T0603A17M4 | 56000 | 92% | Yes | 100 | 200 | 100 | 200 | 200 | 400 | 250 | 500
208676649 | MAINLINE | MP921T0703A17M4 | 70000 | 92% | Yes | 100 | 200 | 100 | 200 | 200 | 400 | 250 | 500
208676650 | MAINLINE | MP921T0705A21M4 | 70000 | 92% | Yes | 100 | 200 | 100 | 200 | 200 | 400 | 250 | 500
208676651 | MAINLINE | MP921T0855A21M4 | 84000 | 92% | Yes | 100 | 200 | 100 | 200 | 200 | 400 | 250 | 500
208676652 | MAINLINE | MP921T1005A21M4 | 98000 | 92% | Yes | 100 | 200 | 100 | 200 | 200 | 400 | 250 | 500
208676653 | MAINLINE | MP921T1155A24M4 | 112000 | 92% | Yes | 100 | 200 | 100 | 200 | 200 | 400 | 250 | 500
208676654 | MAINLINE | ML951T0403A17M4 | 42000 | 95% | Yes | 100 | 200 | 150 | 300 | 200 | 400 | 250 | 500
213867251 | MAINLINE | MP96TA0702521MSA | 70000 | 96% | Yes | 100 | 200 | 200 | 400 | 200 | 400 | 250 | 500
208157092 | MAINLINE | ML97MV0603A17DHS | 56000 | 97% | Yes | 100 | 200 | 200 | 400 | 200 | 400 | 250 | 500
208157093 | MAINLINE | ML97MV0703A17DHS | 70000 | 97% | Yes | 100 | 200 | 200 | 400 | 200 | 400 | 250 | 500
208157094 | MAINLINE | ML97MV0855A21DHS | 84000 | 97% | Yes | 100 | 200 | 200 | 400 | 200 | 400 | 250 | 500
208157095 | MAINLINE | ML97MV1005A21DHS | 98000 | 97% | Yes | 100 | 200 | 200 | 400 | 200 | 400 | 250 | 500
208157096 | MAINLINE | ML97MV1155A24DHS | 112000 | 97% | Yes | 100 | 200 | 200 | 400 | 200 | 400 | 250 | 500
208157097 | MAINLINE | ML98MV0603A17UPS | 56000 | 98.7% | Yes | 100 | 200 | 200 | 400 | 200 | 400 | 250 | 500
208157098 | MAINLINE | ML98MV0703A17UPS | 70000 | 98.3% | Yes | 100 | 200 | 200 | 400 | 200 | 400 | 250 | 500
208157099 | MAINLINE | ML98MV0855A21UPS | 84000 | 98.2% | Yes | 100 | 200 | 200 | 400 | 200 | 400 | 250 | 500
208157100 | MAINLINE | ML98MV1005A21UPS | 98000 | 98.1% | Yes | 100 | 200 | 200 | 400 | 200 | 400 | 250 | 500
208157101 | MAINLINE | ML98MV1155A24UPS | 112000 | 98.6% | Yes | 100 | 200 | 200 | 400 | 200 | 400 | 250 | 500
201712096 | MARATHERM | N9MSE0261408A*D | 26000 | 95% | No | 100 | 200 | 0 | 0 | 100 | 200 | 250 | 500
201707535 | MARATHERM | N9MSB0601716C | 60000 | 92.1% | No | 100 | 200 | 0 | 0 | 100 | 200 | 250 | 500
201712849 | MARATHERM | N9MSB0601412C** | 60000 | 92.1% | No | 100 | 200 | 0 | 0 | 100 | 200 | 250 | 500
201712859 | MARATHERM | N9MSB0601716C** | 60000 | 92.1% | No | 100 | 200 | 0 | 0 | 100 | 200 | 250 | 500
201712913 | MARATHERM | R9MSB0601716B* | 60000 | 92.1% | No | 100 | 200 | 0 | 0 | 100 | 200 | 250 | 500
201707601 | MARATHERM | R9MSB0601716B | 60000 | 92.1% | No | 100 | 200 | 0 | 0 | 100 | 200 | 250 | 500
201707505 | MARATHERM | N9MSB0401410C | 40000 | 92.1% | No | 100 | 200 | 0 | 0 | 100 | 200 | 250 | 500
201707515 | MARATHERM | N9MSB0401712C | 40000 | 92.1% | No | 100 | 200 | 0 | 0 | 100 | 200 | 250 | 500
201712829 | MARATHERM | N9MSB0401410C** | 40000 | 92.1% | No | 100 | 200 | 0 | 0 | 100 | 200 | 250 | 500
201712839 | MARATHERM | N9MSB0401712C** | 40000 | 92.1% | No | 100 | 200 | 0 | 0 | 100 | 200 | 250 | 500
201707525 | MARATHERM | N9MSB0601412C | 60000 | 92.1% | No | 100 | 200 | 0 | 0 | 100 | 200 | 250 | 500
201710563 | MARATHERM | R9MSB0801716A | 80000 | 92.1% | No | 100 | 200 | 0 | 0 | 100 | 200 | 250 | 500
201707575 | MARATHERM | N9MSB1002120C | 100000 | 92.1% | No | 100 | 200 | 0 | 0 | 100 | 200 | 250 | 500
201712879 | MARATHERM | N9MSB1002116C** | 100000 | 92.1% | No | 100 | 200 | 0 | 0 | 100 | 200 | 250 | 500
201712889 | MARATHERM | N9MSB1002120C** | 100000 | 92.1% | No | 100 | 200 | 0 | 0 | 100 | 200 | 250 | 500
201707585 | MARATHERM | N9MSB1202420C | 120000 | 92.1% | No | 100 | 200 | 0 | 0 | 100 | 200 | 250 | 500
201712589 | MARATHERM | N9MSE0601410A**D | 60000 | 95% | No | 100 | 200 | 0 | 0 | 100 | 200 | 250 | 500
201712599 | MARATHERM | N9MSE0601714A**D | 60000 | 95% | No | 100 | 200 | 0 | 0 | 100 | 200 | 250 | 500
201702407 | MARATHERM | N9MSE0601410A | 60000 | 95.5% | No | 100 | 200 | 0 | 0 | 100 | 200 | 250 | 500
201712499 | MARATHERM | N9MSE0601410A** | 60000 | 95.5% | No | 100 | 200 | 0 | 0 | 100 | 200 | 250 | 500
201702417 | MARATHERM | N9MSE0601714A | 60000 | 96% | No | 100 | 200 | 0 | 0 | 100 | 200 | 250 | 500
201712509 | MARATHERM | N9MSE0601714A** | 60000 | 96% | No | 100 | 200 | 0 | 0 | 100 | 200 | 250 | 500
201712196 | MARATHERM | N9MSE1402420A*D | 140000 | 94.4% | No | 100 | 200 | 0 | 0 | 100 | 200 | 250 | 500
201712126 | MARATHERM | N9MSE0601410A*D | 60000 | 95% | No | 100 | 200 | 0 | 0 | 100 | 200 | 250 | 500
201712136 | MARATHERM | N9MSE0601714A*D | 60000 | 95% | No | 100 | 200 | 0 | 0 | 100 | 200 | 250 | 500
201712106 | MARATHERM | N9MSE0401410A*D | 40000 | 95% | No | 100 | 200 | 0 | 0 | 100 | 200 | 250 | 500
201712116 | MARATHERM | N9MSE0401712A*D | 40000 | 95% | No | 100 | 200 | 0 | 0 | 100 | 200 | 250 | 500
201712569 | MARATHERM | N9MSE0401410A**D | 40000 | 95% | No | 100 | 200 | 0 | 0 | 100 | 200 | 250 | 500
201712579 | MARATHERM | N9MSE0401712A**D | 40000 | 95% | No | 100 | 200 | 0 | 0 | 100 | 200 | 250 | 500
201702397 | MARATHERM | N9MSE0401410A | 40000 | 96% | No | 100 | 200 | 0 | 0 | 100 | 200 | 250 | 500
201712489 | MARATHERM | N9MSE0401410A** | 40000 | 96% | No | 100 | 200 | 0 | 0 | 100 | 200 | 250 | 500
201712559 | MARATHERM | N9MSE0401712A** | 40000 | 96% | No | 100 | 200 | 0 | 0 | 100 | 200 | 250 | 500
201706192 | MARATHERM | N9MSE0401712A | 40000 | 96% | No | 100 | 200 | 0 | 0 | 100 | 200 | 250 | 500
201707555 | MARATHERM | N9MSB0802120C | 80000 | 92.1% | No | 100 | 200 | 0 | 0 | 100 | 200 | 250 | 500
201712819 | MARATHERM | N9MSB0801716B** | 80000 | 92.1% | No | 100 | 200 | 0 | 0 | 100 | 200 | 250 | 500
201712869 | MARATHERM | N9MSB0802120C** | 80000 | 92.1% | No | 100 | 200 | 0 | 0 | 100 | 200 | 250 | 500
201706022 | MARATHERM | N9MSB0801716B | 80000 | 92.1% | No | 100 | 200 | 0 | 0 | 100 | 200 | 250 | 500
201712915 | MARATHERM | R9MSB0801716A* | 80000 | 92.1% | No | 100 | 200 | 0 | 0 | 100 | 200 | 250 | 500
201712146 | MARATHERM | N9MSE0801716A*D | 80000 | 95% | No | 100 | 200 | 0 | 0 | 100 | 200 | 250 | 500
201712156 | MARATHERM | N9MSE0802120A*D | 80000 | 95% | No | 100 | 200 | 0 | 0 | 100 | 200 | 250 | 500
201712609 | MARATHERM | N9MSE0801716A**D | 80000 | 95% | No | 100 | 200 | 0 | 0 | 100 | 200 | 250 | 500
201712619 | MARATHERM | N9MSE0802120A**D | 80000 | 95% | No | 100 | 200 | 0 | 0 | 100 | 200 | 250 | 500
201702427 | MARATHERM | N9MSE0801716A | 80000 | 96% | No | 100 | 200 | 0 | 0 | 100 | 200 | 250 | 500
201702437 | MARATHERM | N9MSE0802120A | 80000 | 96% | No | 100 | 200 | 0 | 0 | 100 | 200 | 250 | 500
201712519 | MARATHERM | N9MSE0801716A** | 80000 | 96% | No | 100 | 200 | 0 | 0 | 100 | 200 | 250 | 500
201706565 | MARATHERM | N9MSE0802120A* | 80000 | 96% | No | 100 | 200 | 0 | 0 | 100 | 200 | 250 | 500
7126294 | MARATHERM | R9MSB1002120B | 100000 | 92.1% | No | 100 | 200 | 0 | 0 | 100 | 200 | 250 | 500
9948727 | MARATHERM | R9MSB1002120B* | 100000 | 92.1% | No | 100 | 200 | 0 | 0 | 100 | 200 | 250 | 500
201707565 | MARATHERM | N9MSB1002116C | 100000 | 92.1% | No | 100 | 200 | 0 | 0 | 100 | 200 | 250 | 500
201712166 | MARATHERM | N9MSE1002114A*D | 100000 | 95% | No | 100 | 200 | 0 | 0 | 100 | 200 | 250 | 500
201712176 | MARATHERM | N9MSE1002120A*D | 100000 | 95% | No | 100 | 200 | 0 | 0 | 100 | 200 | 250 | 500
201712629 | MARATHERM | N9MSE1002114A**D | 100000 | 95% | No | 100 | 200 | 0 | 0 | 100 | 200 | 250 | 500
201712639 | MARATHERM | N9MSE1002120A**D | 100000 | 95% | No | 100 | 200 | 0 | 0 | 100 | 200 | 250 | 500
201702447 | MARATHERM | N9MSE1002114A | 100000 | 96% | No | 100 | 200 | 0 | 0 | 100 | 200 | 250 | 500
201702457 | MARATHERM | N9MSE1002120A | 100000 | 96% | No | 100 | 200 | 0 | 0 | 100 | 200 | 250 | 500
201712529 | MARATHERM | N9MSE1002114A** | 100000 | 96% | No | 100 | 200 | 0 | 0 | 100 | 200 | 250 | 500
201712539 | MARATHERM | N9MSE1002120A** | 100000 | 96% | No | 100 | 200 | 0 | 0 | 100 | 200 | 250 | 500
7126295 | MARATHERM | R9MSB1202420B | 120000 | 92.1% | No | 100 | 200 | 0 | 0 | 100 | 200 | 250 | 500
9948728 | MARATHERM | R9MSB1202420B* | 120000 | 92.1% | No | 100 | 200 | 0 | 0 | 100 | 200 | 250 | 500
201712899 | MARATHERM | N9MSB1202420C** | 120000 | 92.1% | No | 100 | 200 | 0 | 0 | 100 | 200 | 250 | 500
201712186 | MARATHERM | N9MSE1202420A*D | 120000 | 95% | No | 100 | 200 | 0 | 0 | 100 | 200 | 250 | 500
201712649 | MARATHERM | N9MSE1202420A**D | 120000 | 95% | No | 100 | 200 | 0 | 0 | 100 | 200 | 250 | 500
201702467 | MARATHERM | N9MSE1202420A | 120000 | 96% | No | 100 | 200 | 0 | 0 | 100 | 200 | 250 | 500
201712549 | MARATHERM | N9MSE1202420A** | 120000 | 96% | No | 100 | 200 | 0 | 0 | 100 | 200 | 250 | 500
201702477 | MARATHERM | N9MSE1402420A | 140000 | 96% | No | 100 | 200 | 0 | 0 | 100 | 200 | 250 | 500
203359938 | MARATHERM | R92ESN0401410A | 40000 | 92.1% | Yes | 100 | 200 | 100 | 200 | 200 | 400 | 250 | 500
203359940 | MARATHERM | R92ESN0401410A* | 40000 | 92.1% | Yes | 100 | 200 | 100 | 200 | 200 | 400 | 250 | 500
203359941 | MARATHERM | R92ESN0401712A | 40000 | 92.1% | Yes | 100 | 200 | 100 | 200 | 200 | 400 | 250 | 500
203359943 | MARATHERM | R92ESN0401712A* | 40000 | 92.1% | Yes | 100 | 200 | 100 | 200 | 200 | 400 | 250 | 500
203359945 | MARATHERM | R92ESN0601412A | 60000 | 92.1% | Yes | 100 | 200 | 100 | 200 | 200 | 400 | 250 | 500
203359946 | MARATHERM | R92ESN0601412A* | 60000 | 92.1% | Yes | 100 | 200 | 100 | 200 | 200 | 400 | 250 | 500
203359948 | MARATHERM | R92ESN0601714A | 60000 | 92.1% | Yes | 100 | 200 | 100 | 200 | 200 | 400 | 250 | 500
203359951 | MARATHERM | R92ESN0801716A | 80000 | 92.1% | Yes | 100 | 200 | 100 | 200 | 200 | 400 | 250 | 500
203359954 | MARATHERM | R92ESN0802120A | 80000 | 92.1% | Yes | 100 | 200 | 100 | 200 | 200 | 400 | 250 | 500
203359956 | MARATHERM | R92ESN0802120A* | 80000 | 92.1% | Yes | 100 | 200 | 100 | 200 | 200 | 400 | 250 | 500
203359957 | MARATHERM | R92ESN1002120A | 100000 | 92.1% | Yes | 100 | 200 | 100 | 200 | 200 | 400 | 250 | 500
203359960 | MARATHERM | R92ESN1202420A | 120000 | 92.1% | Yes | 100 | 200 | 100 | 200 | 200 | 400 | 250 | 500
203359962 | MARATHERM | R92ESN1202420A* | 120000 | 92.1% | Yes | 100 | 200 | 100 | 200 | 200 | 400 | 250 | 500
203359949 | MARATHERM | R92ESN0601714A* | 60000 | 92.1% | Yes | 100 | 200 | 100 | 200 | 200 | 400 | 250 | 500
203359953 | MARATHERM | R92ESN0801716A* | 80000 | 92.1% | Yes | 100 | 200 | 100 | 200 | 200 | 400 | 250 | 500
203359959 | MARATHERM | R92ESN1002120A* | 100000 | 92.1% | Yes | 100 | 200 | 100 | 200 | 200 | 400 | 250 | 500
203360565 | MARATHERM | R95ESN0261410A*D | 26000 | 95% | Yes | 100 | 200 | 150 | 300 | 200 | 400 | 250 | 500
203924707 | MARATHERM | R95ESN0401410A**D | 40000 | 95% | Yes | 100 | 200 | 150 | 300 | 200 | 400 | 250 | 500
203924708 | MARATHERM | R95ESN0401410A*D | 40000 | 95% | Yes | 100 | 200 | 150 | 300 | 200 | 400 | 250 | 500
203360762 | MARATHERM | R95ESN0401712A**D | 40000 | 95% | Yes | 100 | 200 | 150 | 300 | 200 | 400 | 250 | 500
203360566 | MARATHERM | R95ESN0401712A*D | 40000 | 95% | Yes | 100 | 200 | 150 | 300 | 200 | 400 | 250 | 500
204543738 | MARATHERM | R95ESU0601716A | 60000 | 95% | Yes | 100 | 200 | 150 | 300 | 200 | 400 | 250 | 500
203360567 | MARATHERM | R95ESN0601714A*D | 60000 | 95% | Yes | 100 | 200 | 150 | 300 | 200 | 400 | 250 | 500
203924709 | MARATHERM | R95ESN0601412A | 60000 | 95% | Yes | 100 | 200 | 150 | 300 | 200 | 400 | 250 | 500
203924710 | MARATHERM | R95ESN0601412A* | 60000 | 95% | Yes | 100 | 200 | 150 | 300 | 200 | 400 | 250 | 500
203924711 | MARATHERM | R95ESN0601412A**D | 60000 | 95% | Yes | 100 | 200 | 150 | 300 | 200 | 400 | 250 | 500
203924712 | MARATHERM | R95ESN0601412A*D | 60000 | 95% | Yes | 100 | 200 | 150 | 300 | 200 | 400 | 250 | 500
203360763 | MARATHERM | R95ESN0601714A**D | 60000 | 95% | Yes | 100 | 200 | 150 | 300 | 200 | 400 | 250 | 500
204543753 | MARATHERM | R95ESU0802120A | 80000 | 95% | Yes | 100 | 200 | 150 | 300 | 200 | 400 | 250 | 500
203360568 | MARATHERM | R95ESN0801716A*D | 80000 | 95% | Yes | 100 | 200 | 150 | 300 | 200 | 400 | 250 | 500
203360569 | MARATHERM | R95ESN0802120A*D | 80000 | 95% | Yes | 100 | 200 | 150 | 300 | 200 | 400 | 250 | 500
203360764 | MARATHERM | R95ESN0801716A**D | 80000 | 95% | Yes | 100 | 200 | 150 | 300 | 200 | 400 | 250 | 500
203360765 | MARATHERM | R95ESN0802120A**D | 80000 | 95% | Yes | 100 | 200 | 150 | 300 | 200 | 400 | 250 | 500
203360570 | MARATHERM | R95ESN1002120A*D | 100000 | 95% | Yes | 100 | 200 | 150 | 300 | 200 | 400 | 250 | 500
204835513 | MARATHERM | R95ESU1002120A | 100000 | 95% | Yes | 100 | 200 | 150 | 300 | 200 | 400 | 250 | 500
203360766 | MARATHERM | R95ESN1002120A**D | 100000 | 95% | Yes | 100 | 200 | 150 | 300 | 200 | 400 | 250 | 500
203360571 | MARATHERM | R95ESN1202422A*D | 120000 | 95% | Yes | 100 | 200 | 150 | 300 | 200 | 400 | 250 | 500
203360767 | MARATHERM | R95ESN1202422A**D | 120000 | 95% | Yes | 100 | 200 | 150 | 300 | 200 | 400 | 250 | 500
203360564 | MARATHERM | R95ESN1402422A | 140000 | 95% | Yes | 100 | 200 | 150 | 300 | 200 | 400 | 250 | 500
203360572 | MARATHERM | R95ESN1402422A*D | 140000 | 95% | Yes | 100 | 200 | 150 | 300 | 200 | 400 | 250 | 500
203360557 | MARATHERM | R95ESN0261410A | 26000 | 96% | Yes | 100 | 200 | 200 | 400 | 200 | 400 | 250 | 500
203360558 | MARATHERM | R95ESN0401712A | 40000 | 96% | Yes | 100 | 200 | 200 | 400 | 200 | 400 | 250 | 500
203924705 | MARATHERM | R95ESN0401410A | 40000 | 96% | Yes | 100 | 200 | 200 | 400 | 200 | 400 | 250 | 500
203360761 | MARATHERM | R95ESN1202422A* | 120000 | 96% | Yes | 100 | 200 | 200 | 400 | 200 | 400 | 250 | 500
203924706 | MARATHERM | R95ESN0401410A* | 40000 | 96% | Yes | 100 | 200 | 200 | 400 | 200 | 400 | 250 | 500
203360756 | MARATHERM | R95ESN0401712A* | 40000 | 96% | Yes | 100 | 200 | 200 | 400 | 200 | 400 | 250 | 500
203360560 | MARATHERM | R95ESN0801716A | 80000 | 96% | Yes | 100 | 200 | 200 | 400 | 200 | 400 | 250 | 500
203360561 | MARATHERM | R95ESN0802120A | 80000 | 96% | Yes | 100 | 200 | 200 | 400 | 200 | 400 | 250 | 500
203360758 | MARATHERM | R95ESN0801716A* | 80000 | 96% | Yes | 100 | 200 | 200 | 400 | 200 | 400 | 250 | 500
203360759 | MARATHERM | R95ESN0802120A* | 80000 | 96% | Yes | 100 | 200 | 200 | 400 | 200 | 400 | 250 | 500
203360562 | MARATHERM | R95ESN1002120A | 100000 | 96% | Yes | 100 | 200 | 200 | 400 | 200 | 400 | 250 | 500
203360760 | MARATHERM | R95ESN1002120A* | 100000 | 96% | Yes | 100 | 200 | 200 | 400 | 200 | 400 | 250 | 500
203360559 | MARATHERM | R95ESN0601714A | 60000 | 96% | Yes | 100 | 200 | 200 | 400 | 200 | 400 | 250 | 500
203360757 | MARATHERM | R95ESN0601714A* | 60000 | 96% | Yes | 100 | 200 | 200 | 400 | 200 | 400 | 250 | 500
203360563 | MARATHERM | R95ESN1202422A | 120000 | 96% | Yes | 100 | 200 | 200 | 400 | 200 | 400 | 250 | 500
211779037 | MARATHERM | R92MSN0401412A | 40000 | 92.1% | Yes | 100 | 200 | 100 | 200 | 200 | 400 | 250 | 500
211779038 | MARATHERM | R92MSN0401412A* | 40000 | 92.1% | Yes | 100 | 200 | 100 | 200 | 200 | 400 | 250 | 500
211779039 | MARATHERM | R92MSN0601714A | 60000 | 92.1% | Yes | 100 | 200 | 100 | 200 | 200 | 400 | 250 | 500
211779040 | MARATHERM | R92MSN0601714A* | 60000 | 92.1% | Yes | 100 | 200 | 100 | 200 | 200 | 400 | 250 | 500
211779041 | MARATHERM | R92MSN0801716A | 80000 | 92.1% | Yes | 100 | 200 | 100 | 200 | 200 | 400 | 250 | 500
211779042 | MARATHERM | R92MSN0801716A* | 80000 | 92.1% | Yes | 100 | 200 | 100 | 200 | 200 | 400 | 250 | 500
211779043 | MARATHERM | R92MSN1002120A | 100000 | 92.1% | Yes | 100 | 200 | 100 | 200 | 200 | 400 | 250 | 500
211779044 | MARATHERM | R92MSN1002120A* | 100000 | 92.1% | Yes | 100 | 200 | 100 | 200 | 200 | 400 | 250 | 500
212595242 | MARATHERM | R96VTN0801716A | 80000 | 96.2% | Yes | 100 | 200 | 200 | 400 | 200 | 400 | 250 | 500
212595244 | MARATHERM | R96VTN0801716A*D | 80000 | 95% | Yes | 100 | 200 | 150 | 300 | 200 | 400 | 250 | 500
212595132 | MARATHERM | R96VTN0601716A | 60000 | 96.3% | Yes | 100 | 200 | 200 | 400 | 200 | 400 | 250 | 500
212595134 | MARATHERM | R96VTN0601716A*D | 60000 | 95% | Yes | 100 | 200 | 150 | 300 | 200 | 400 | 250 | 500
205645649 | MARATHERM | R95ESU0401712A | 40000 | 95% | Yes | 100 | 200 | 150 | 300 | 200 | 400 | 250 | 500
212595022 | MARATHERM | R96VTN0401410A | 40000 | 96% | Yes | 100 | 200 | 200 | 400 | 200 | 400 | 250 | 500
212595024 | MARATHERM | R96VTN0401410A*D | 40000 | 95% | Yes | 100 | 200 | 150 | 300 | 200 | 400 | 250 | 500
212595326 | MARATHERM | R96VTN1002120A | 100000 | 96.1% | Yes | 100 | 200 | 200 | 400 | 200 | 400 | 250 | 500
212595328 | MARATHERM | R96VTN1002120A*D | 100000 | 95% | Yes | 100 | 200 | 150 | 300 | 200 | 400 | 250 | 500
211780751 | MARATHERM | R96MSN0801716A | 80000 | 97% | Yes | 100 | 200 | 200 | 400 | 200 | 400 | 250 | 500
211780753 | MARATHERM | R96MSN0801716A* | 80000 | 97% | Yes | 100 | 200 | 200 | 400 | 200 | 400 | 250 | 500
211779620 | MARATHERM | R96MSN1002120A**D | 100000 | 95% | Yes | 100 | 200 | 150 | 300 | 200 | 400 | 250 | 500
211779622 | MARATHERM | R96MSN1002120A*D | 100000 | 95% | Yes | 100 | 200 | 150 | 300 | 200 | 400 | 250 | 500
211779624 | MARATHERM | R96MSN1202422A | 120000 | 96.1% | Yes | 100 | 200 | 200 | 400 | 200 | 400 | 250 | 500
211779626 | MARATHERM | R96MSN1202422A* | 120000 | 96.1% | Yes | 100 | 200 | 200 | 400 | 200 | 400 | 250 | 500
211779628 | MARATHERM | R96MSN1202422A**D | 120000 | 95% | Yes | 100 | 200 | 150 | 300 | 200 | 400 | 250 | 500
211779630 | MARATHERM | R96MSN1202422A*D | 120000 | 95% | Yes | 100 | 200 | 150 | 300 | 200 | 400 | 250 | 500
211781337 | MARATHERM | R95MSU0401712A | 40000 | 95% | Yes | 100 | 200 | 150 | 300 | 200 | 400 | 250 | 500
211781338 | MARATHERM | R95MSU0601716A | 60000 | 95% | Yes | 100 | 200 | 150 | 300 | 200 | 400 | 250 | 500
211781339 | MARATHERM | R95MSU0802120A | 80000 | 95% | Yes | 100 | 200 | 150 | 300 | 200 | 400 | 250 | 500
211781340 | MARATHERM | R95MSU1002120A | 100000 | 95% | Yes | 100 | 200 | 150 | 300 | 200 | 400 | 250 | 500
211779580 | MARATHERM | R96MSN0401410A | 40000 | 96% | Yes | 100 | 200 | 200 | 400 | 200 | 400 | 250 | 500
211779582 | MARATHERM | R96MSN0401410A* | 40000 | 96% | Yes | 100 | 200 | 200 | 400 | 200 | 400 | 250 | 500
211779584 | MARATHERM | R96MSN0401410A**D | 40000 | 95% | Yes | 100 | 200 | 150 | 300 | 200 | 400 | 250 | 500
211779586 | MARATHERM | R96MSN0401410A*D | 40000 | 95% | Yes | 100 | 200 | 150 | 300 | 200 | 400 | 250 | 500
211779588 | MARATHERM | R96MSN0401712A | 40000 | 96.7% | Yes | 100 | 200 | 200 | 400 | 200 | 400 | 250 | 500
211779590 | MARATHERM | R96MSN0401712A* | 40000 | 96.7% | Yes | 100 | 200 | 200 | 400 | 200 | 400 | 250 | 500
211779592 | MARATHERM | R96MSN0401712A**D | 40000 | 95% | Yes | 100 | 200 | 150 | 300 | 200 | 400 | 250 | 500
211779594 | MARATHERM | R96MSN0401712A*D | 40000 | 95% | Yes | 100 | 200 | 150 | 300 | 200 | 400 | 250 | 500
211779596 | MARATHERM | R96MSN0601716A | 60000 | 97% | Yes | 100 | 200 | 200 | 400 | 200 | 400 | 250 | 500
211779598 | MARATHERM | R96MSN0601716A* | 60000 | 97% | Yes | 100 | 200 | 200 | 400 | 200 | 400 | 250 | 500
211779600 | MARATHERM | R96MSN0601716A**D | 60000 | 95% | Yes | 100 | 200 | 150 | 300 | 200 | 400 | 250 | 500
211779602 | MARATHERM | R96MSN0601716A*D | 60000 | 95% | Yes | 100 | 200 | 150 | 300 | 200 | 400 | 250 | 500
211779604 | MARATHERM | R96MSN0801716A**D | 80000 | 95% | Yes | 100 | 200 | 150 | 300 | 200 | 400 | 250 | 500
211779606 | MARATHERM | R96MSN0801716A*D | 80000 | 95% | Yes | 100 | 200 | 150 | 300 | 200 | 400 | 250 | 500
211779608 | MARATHERM | R96MSN0802120A | 80000 | 97% | Yes | 100 | 200 | 200 | 400 | 200 | 400 | 250 | 500
211779610 | MARATHERM | R96MSN0802120A* | 80000 | 97% | Yes | 100 | 200 | 200 | 400 | 200 | 400 | 250 | 500
211779612 | MARATHERM | R96MSN0802120A**D | 80000 | 95% | Yes | 100 | 200 | 150 | 300 | 200 | 400 | 250 | 500
211779614 | MARATHERM | R96MSN0802120A*D | 80000 | 95% | Yes | 100 | 200 | 150 | 300 | 200 | 400 | 250 | 500
211779616 | MARATHERM | R96MSN1002120A | 100000 | 96.3% | Yes | 100 | 200 | 200 | 400 | 200 | 400 | 250 | 500
211779618 | MARATHERM | R96MSN1002120A* | 100000 | 96.3% | Yes | 100 | 200 | 200 | 400 | 200 | 400 | 250 | 500
5158301 | MAYTAG | MGC2SC 072D-24B | 72000 | 92.1% | No | 100 | 200 | 0 | 0 | 100 | 200 | 250 | 500
201703964 | MAYTAG | M4RC 072D-35C | 72000 | 92.1% | No | 100 | 200 | 0 | 0 | 100 | 200 | 250 | 500
10097170 | MAYTAG | MGC2SL 072D-24B* | 72000 | 92.1% | No | 100 | 200 | 0 | 0 | 100 | 200 | 250 | 500
201713008 | MAYTAG | M4RC 072D-35C* | 72000 | 92.1% | No | 100 | 200 | 0 | 0 | 100 | 200 | 250 | 500
5158300 | MAYTAG | MGC2SC 054D-24B | 54000 | 92.1% | No | 100 | 200 | 0 | 0 | 100 | 200 | 250 | 500
201703959 | MAYTAG | M4RC 054D-24B | 54000 | 92.1% | No | 100 | 200 | 0 | 0 | 100 | 200 | 250 | 500
5158317 | MAYTAG | MGC2SL 054D-24B | 54000 | 92.1% | No | 100 | 200 | 0 | 0 | 100 | 200 | 250 | 500
10097095 | MAYTAG | MGC2SC 054D-24B* | 54000 | 92.1% | No | 100 | 200 | 0 | 0 | 100 | 200 | 250 | 500
10097165 | MAYTAG | MGC2SL 054D-24B* | 54000 | 92.1% | No | 100 | 200 | 0 | 0 | 100 | 200 | 250 | 500
201713003 | MAYTAG | M4RC 054D-24B* | 54000 | 92.1% | No | 100 | 200 | 0 | 0 | 100 | 200 | 250 | 500
5158308 | MAYTAG | MGC2SD 072D-35C | 72000 | 95% | No | 100 | 200 | 0 | 0 | 100 | 200 | 250 | 500
10097190 | MAYTAG | MGC2SM 072D-35C* | 72000 | 95% | No | 100 | 200 | 0 | 0 | 100 | 200 | 250 | 500
5158302 | MAYTAG | MGC2SC 072D-35C | 72000 | 92.1% | No | 100 | 200 | 0 | 0 | 100 | 200 | 250 | 500
5158318 | MAYTAG | MGC2SL 072D-24B | 72000 | 92.1% | No | 100 | 200 | 0 | 0 | 100 | 200 | 250 | 500
9950191 | MAYTAG | RG7D45*4 | 45000 | 95.1% | No | 100 | 200 | 0 | 0 | 100 | 200 | 250 | 500
201703994 | MAYTAG | M7RL 045A *** | 45000 | 95.1% | No | 100 | 200 | 0 | 0 | 100 | 200 | 250 | 500
201702953 | MAYTAG | CMF95 045 | 45000 | 95.1% | No | 100 | 200 | 0 | 0 | 100 | 200 | 250 | 500
202353167 | MAYTAG | RG7D45*41* | 45000 | 95.1% | No | 100 | 200 | 0 | 0 | 100 | 200 | 250 | 500
5158307 | MAYTAG | MGC2SD 054D-24B | 54000 | 95% | No | 100 | 200 | 0 | 0 | 100 | 200 | 250 | 500
5158321 | MAYTAG | MGC2SM 054D-24B | 54000 | 95% | No | 100 | 200 | 0 | 0 | 100 | 200 | 250 | 500
10097130 | MAYTAG | MGC2SD 054D-24B* | 54000 | 95% | No | 100 | 200 | 0 | 0 | 100 | 200 | 250 | 500
10097185 | MAYTAG | MGC2SM 054D-24B* | 54000 | 95% | No | 100 | 200 | 0 | 0 | 100 | 200 | 250 | 500
201713023 | MAYTAG | M4RL 090D-35C* | 90000 | 92.1% | No | 100 | 200 | 0 | 0 | 100 | 200 | 250 | 500
10097100 | MAYTAG | MGC2SC 072D-24B* | 72000 | 92.1% | No | 100 | 200 | 0 | 0 | 100 | 200 | 250 | 500
10097105 | MAYTAG | MGC2SC 072D-35C* | 72000 | 92.1% | No | 100 | 200 | 0 | 0 | 100 | 200 | 250 | 500
201703969 | MAYTAG | M4RC 090D-35C | 90000 | 92.1% | No | 100 | 200 | 0 | 0 | 100 | 200 | 250 | 500
5158319 | MAYTAG | MGC2SL 090D-35C | 90000 | 92.1% | No | 100 | 200 | 0 | 0 | 100 | 200 | 250 | 500
10097110 | MAYTAG | MGC2SC 090D-35C* | 90000 | 92.1% | No | 100 | 200 | 0 | 0 | 100 | 200 | 250 | 500
201713013 | MAYTAG | M4RC 090D-35C* | 90000 | 92.1% | No | 100 | 200 | 0 | 0 | 100 | 200 | 250 | 500
10097120 | MAYTAG | MGC2SC 120D-45D* | 120000 | 92.1% | No | 100 | 200 | 0 | 0 | 100 | 200 | 250 | 500
10097180 | MAYTAG | MGC2SL 120D-45D* | 120000 | 92.1% | No | 100 | 200 | 0 | 0 | 100 | 200 | 250 | 500
9950192 | MAYTAG | RG7D60*4 | 60000 | 95.1% | No | 100 | 200 | 0 | 0 | 100 | 200 | 250 | 500
201703999 | MAYTAG | M7RL 060A *** | 60000 | 95.1% | No | 100 | 200 | 0 | 0 | 100 | 200 | 250 | 500
202353168 | MAYTAG | RG7D60*41* | 60000 | 95.1% | No | 100 | 200 | 0 | 0 | 100 | 200 | 250 | 500
5158322 | MAYTAG | MGC2SM 072D-35C | 72000 | 95% | No | 100 | 200 | 0 | 0 | 100 | 200 | 250 | 500
10097135 | MAYTAG | MGC2SD 072D-35C* | 72000 | 95% | No | 100 | 200 | 0 | 0 | 100 | 200 | 250 | 500
9950193 | MAYTAG | RG7D72*4 | 72000 | 95.1% | No | 100 | 200 | 0 | 0 | 100 | 200 | 250 | 500
201704004 | MAYTAG | M7RL 072A *** | 72000 | 95.1% | No | 100 | 200 | 0 | 0 | 100 | 200 | 250 | 500
201702958 | MAYTAG | CMF95 072 | 72000 | 95.1% | No | 100 | 200 | 0 | 0 | 100 | 200 | 250 | 500
202353169 | MAYTAG | RG7D72*41* | 72000 | 95.1% | No | 100 | 200 | 0 | 0 | 100 | 200 | 250 | 500
5158299 | MAYTAG | MGC2SC 038D-23A | 38000 | 92.1% | No | 100 | 200 | 0 | 0 | 100 | 200 | 250 | 500
5158303 | MAYTAG | MGC2SC 090D-35C | 90000 | 92.1% | No | 100 | 200 | 0 | 0 | 100 | 200 | 250 | 500
201703979 | MAYTAG | M4RL 090D-35C | 90000 | 92.1% | No | 100 | 200 | 0 | 0 | 100 | 200 | 250 | 500
10097175 | MAYTAG | MGC2SL 090D-35C* | 90000 | 92.1% | No | 100 | 200 | 0 | 0 | 100 | 200 | 250 | 500
5158309 | MAYTAG | MGC2SD 090D-35C | 90000 | 95% | No | 100 | 200 | 0 | 0 | 100 | 200 | 250 | 500
5158323 | MAYTAG | MGC2SM 090D-35C | 90000 | 95% | No | 100 | 200 | 0 | 0 | 100 | 200 | 250 | 500
10097140 | MAYTAG | MGC2SD 090D-35C* | 90000 | 95% | No | 100 | 200 | 0 | 0 | 100 | 200 | 250 | 500
10097195 | MAYTAG | MGC2SM 090D-35C* | 90000 | 95% | No | 100 | 200 | 0 | 0 | 100 | 200 | 250 | 500
10097090 | MAYTAG | MGC2SC 038D-23A* | 38000 | 92.1% | No | 100 | 200 | 0 | 0 | 100 | 200 | 250 | 500
5158306 | MAYTAG | MGC2SD 038D-24B | 38000 | 95% | No | 100 | 200 | 0 | 0 | 100 | 200 | 250 | 500
10097125 | MAYTAG | MGC2SD 038D-24B* | 38000 | 95% | No | 100 | 200 | 0 | 0 | 100 | 200 | 250 | 500
5158304 | MAYTAG | MGC2SC 108D-45D | 108000 | 92.1% | No | 100 | 200 | 0 | 0 | 100 | 200 | 250 | 500
201703974 | MAYTAG | M4RC 108D-45D | 108000 | 92.1% | No | 100 | 200 | 0 | 0 | 100 | 200 | 250 | 500
10097115 | MAYTAG | MGC2SC 108D-45D* | 108000 | 92.1% | No | 100 | 200 | 0 | 0 | 100 | 200 | 250 | 500
201713018 | MAYTAG | M4RC 108D-45D* | 108000 | 92.1% | No | 100 | 200 | 0 | 0 | 100 | 200 | 250 | 500
5158310 | MAYTAG | MGC2SD 108D-45D | 108000 | 95% | No | 100 | 200 | 0 | 0 | 100 | 200 | 250 | 500
10097145 | MAYTAG | MGC2SD 108D-45D* | 108000 | 95% | No | 100 | 200 | 0 | 0 | 100 | 200 | 250 | 500
5158324 | MAYTAG | MGC2SM 118D-45D | 118000 | 95% | No | 100 | 200 | 0 | 0 | 100 | 200 | 250 | 500
10097200 | MAYTAG | MGC2SM 118D-45D* | 118000 | 95% | No | 100 | 200 | 0 | 0 | 100 | 200 | 250 | 500
5158305 | MAYTAG | MGC2SC 120D-45D | 120000 | 92.1% | No | 100 | 200 | 0 | 0 | 100 | 200 | 250 | 500
5158320 | MAYTAG | MGC2SL 120D-45D | 120000 | 92.1% | No | 100 | 200 | 0 | 0 | 100 | 200 | 250 | 500
5158311 | MAYTAG | MGC2SD 120D-45D | 120000 | 95% | No | 100 | 200 | 0 | 0 | 100 | 200 | 250 | 500
10097150 | MAYTAG | MGC2SD 120D-45D* | 120000 | 95% | No | 100 | 200 | 0 | 0 | 100 | 200 | 250 | 500
205128893 | MAYTAG | MGC2SL-072D-T24B* | 72000 | 92.1% | Yes | 100 | 200 | 100 | 200 | 200 | 400 | 250 | 500
205234675 | MAYTAG | MG3P-072U1*AC* | 72000 | 92.1% | Yes | 100 | 200 | 100 | 200 | 200 | 400 | 250 | 500
205126710 | MAYTAG | MG3P-054U1*AB* | 54000 | 92.1% | Yes | 100 | 200 | 100 | 200 | 200 | 400 | 250 | 500
205078738 | MAYTAG | MGC2SC038DT23A1 | 38000 | 92.1% | Yes | 100 | 200 | 100 | 200 | 200 | 400 | 250 | 500
205116239 | MAYTAG | MGC2SC090DT35C1 | 90000 | 92.1% | Yes | 100 | 200 | 100 | 200 | 200 | 400 | 250 | 500
205126711 | MAYTAG | MG3P-090U1AAC* | 90000 | 92.1% | Yes | 100 | 200 | 100 | 200 | 200 | 400 | 250 | 500
205147060 | MAYTAG | MGC2SC120DT45D* | 120000 | 92.1% | Yes | 100 | 200 | 100 | 200 | 200 | 400 | 250 | 500
205234656 | MAYTAG | MGC2SC072DT35C* | 72000 | 92.1% | Yes | 100 | 200 | 100 | 200 | 200 | 400 | 250 | 500
205234671 | MAYTAG | MG3P-072U1AAC* | 72000 | 92.1% | Yes | 100 | 200 | 100 | 200 | 200 | 400 | 250 | 500
205234683 | MAYTAG | MG3P-108U1*AD* | 108000 | 92.1% | Yes | 100 | 200 | 100 | 200 | 200 | 400 | 250 | 500
205126707 | MAYTAG | MG3P-054U1AAB* | 54000 | 92.1% | Yes | 100 | 200 | 100 | 200 | 200 | 400 | 250 | 500
204835618 | MAYTAG | MGC2SC072DT24B1 | 72000 | 92% | Yes | 100 | 200 | 100 | 200 | 200 | 400 | 250 | 500
205309126 | MAYTAG | MGC2SC054DT24B1 | 54000 | 92% | Yes | 100 | 200 | 100 | 200 | 200 | 400 | 250 | 500
205126712 | MAYTAG | MG3P-090U1*AC* | 90000 | 92.1% | Yes | 100 | 200 | 100 | 200 | 200 | 400 | 250 | 500
205234642 | MAYTAG | MGC2SC108DT45D* | 108000 | 92.1% | Yes | 100 | 200 | 100 | 200 | 200 | 400 | 250 | 500
205234679 | MAYTAG | MG3P-108U1AAD* | 108000 | 92.1% | Yes | 100 | 200 | 100 | 200 | 200 | 400 | 250 | 500
205360215 | MAYTAG | MGC2SD-038D-T24B1 | 38000 | 95% | Yes | 100 | 200 | 150 | 300 | 200 | 400 | 250 | 500
205287720 | MAYTAG | CMF95-045T-PG | 45000 | 95% | Yes | 100 | 200 | 150 | 300 | 200 | 400 | 250 | 500
204600198 | MAYTAG | MG2R-045F1A*M* | 45000 | 95.1% | Yes | 100 | 200 | 150 | 300 | 200 | 400 | 250 | 500
204600215 | MAYTAG | MG2R-045T1A*M* | 45000 | 95.1% | Yes | 100 | 200 | 150 | 300 | 200 | 400 | 250 | 500
204600231 | MAYTAG | MG2R-045F1**M* | 45000 | 95.1% | Yes | 100 | 200 | 150 | 300 | 200 | 400 | 250 | 500
204600247 | MAYTAG | MG2R-045T1**M* | 45000 | 95.1% | Yes | 100 | 200 | 150 | 300 | 200 | 400 | 250 | 500
9950194 | MAYTAG | RG7D45C42* | 45000 | 95.1% | Yes | 100 | 200 | 150 | 300 | 200 | 400 | 250 | 500
201706206 | MAYTAG | M7TL 045A *** | 45000 | 95.1% | Yes | 100 | 200 | 150 | 300 | 200 | 400 | 250 | 500
10096045 | MAYTAG | MGC2SD038D23EB1 | 38000 | 95% | Yes | 100 | 200 | 150 | 300 | 200 | 400 | 250 | 500
8963876 | MAYTAG | MGC2SD054D23EB | 54000 | 95% | Yes | 100 | 200 | 150 | 300 | 200 | 400 | 250 | 500
205147074 | MAYTAG | MGC2SD054DT24B1 | 54000 | 95% | Yes | 100 | 200 | 150 | 300 | 200 | 400 | 250 | 500
10097204 | MAYTAG | MGC2SD054D23EB* | 54000 | 95% | Yes | 100 | 200 | 150 | 300 | 200 | 400 | 250 | 500
205464009 | MAYTAG | MGC2SM054DT24B* | 54000 | 95% | Yes | 100 | 200 | 150 | 300 | 200 | 400 | 250 | 500
205360224 | MAYTAG | MGC2SD-038*-T24B1 | 38000 | 94% | Yes | 100 | 200 | 150 | 300 | 200 | 400 | 250 | 500
10097220 | MAYTAG | MGC2SD120D35ED* | 120000 | 94.3% | Yes | 100 | 200 | 150 | 300 | 200 | 400 | 250 | 500
7173501 | MAYTAG | PPG3HEX24K060XA | 60000 | 95% | Yes | 100 | 200 | 150 | 300 | 200 | 400 | 250 | 500
7173502 | MAYTAG | PPG3HEX30K060XA | 60000 | 95% | Yes | 100 | 200 | 150 | 300 | 200 | 400 | 250 | 500
204036997 | MAYTAG | PGC2TC060*V24B1 | 60000 | 95% | Yes | 100 | 200 | 150 | 300 | 200 | 400 | 250 | 500
204036806 | MAYTAG | PGC2TC060DV24B1 | 60000 | 95% | Yes | 100 | 200 | 150 | 300 | 200 | 400 | 250 | 500
201707620 | MAYTAG | R8HE-X24K060XA | 60000 | 95% | Yes | 100 | 200 | 150 | 300 | 200 | 400 | 250 | 500
201707626 | MAYTAG | R8HE-X30K060XA | 60000 | 95% | Yes | 100 | 200 | 150 | 300 | 200 | 400 | 250 | 500
204600204 | MAYTAG | MG2R-060F1A*M* | 60000 | 95.1% | Yes | 100 | 200 | 150 | 300 | 200 | 400 | 250 | 500
204600220 | MAYTAG | MG2R-060T1A*M* | 60000 | 95.1% | Yes | 100 | 200 | 150 | 300 | 200 | 400 | 250 | 500
204600236 | MAYTAG | MG2R-060F1**M* | 60000 | 95.1% | Yes | 100 | 200 | 150 | 300 | 200 | 400 | 250 | 500
5158337 | MAYTAG | MGC2TC060D-*B* | 60000 | 95.1% | Yes | 100 | 200 | 150 | 300 | 200 | 400 | 250 | 500
5158338 | MAYTAG | PGC2TC060*-*B* | 60000 | 95.1% | Yes | 100 | 200 | 150 | 300 | 200 | 400 | 250 | 500
9950195 | MAYTAG | RG7D60C42* | 60000 | 95.1% | Yes | 100 | 200 | 150 | 300 | 200 | 400 | 250 | 500
204600252 | MAYTAG | MG2R-060T1**M* | 60000 | 95.1% | Yes | 100 | 200 | 150 | 300 | 200 | 400 | 250 | 500
201706210 | MAYTAG | M7TL 060A *** | 60000 | 95.1% | Yes | 100 | 200 | 150 | 300 | 200 | 400 | 250 | 500
205287724 | MAYTAG | CMF95-072T-PG | 72000 | 95% | Yes | 100 | 200 | 150 | 300 | 200 | 400 | 250 | 500
10097208 | MAYTAG | MGC2SD072D35EC* | 72000 | 95% | Yes | 100 | 200 | 150 | 300 | 200 | 400 | 250 | 500
8963877 | MAYTAG | MGC2SD072D35EC | 72000 | 95% | Yes | 100 | 200 | 150 | 300 | 200 | 400 | 250 | 500
205282681 | MAYTAG | MGC2SD072DT35C* | 72000 | 95% | Yes | 100 | 200 | 150 | 300 | 200 | 400 | 250 | 500
204600210 | MAYTAG | MG2R-072F1A*M* | 72000 | 95.1% | Yes | 100 | 200 | 150 | 300 | 200 | 400 | 250 | 500
204600226 | MAYTAG | MG2R-072T1A*M* | 72000 | 95.1% | Yes | 100 | 200 | 150 | 300 | 200 | 400 | 250 | 500
204600241 | MAYTAG | MG2R-072F1**M* | 72000 | 95.1% | Yes | 100 | 200 | 150 | 300 | 200 | 400 | 250 | 500
9950196 | MAYTAG | RG7D72C42* | 72000 | 95.1% | Yes | 100 | 200 | 150 | 300 | 200 | 400 | 250 | 500
204600257 | MAYTAG | MG2R-072T1**M* | 72000 | 95.1% | Yes | 100 | 200 | 150 | 300 | 200 | 400 | 250 | 500
201706214 | MAYTAG | M7TL 072A *** | 72000 | 95.1% | Yes | 100 | 200 | 150 | 300 | 200 | 400 | 250 | 500
7173495 | MAYTAG | PPG3HEX36K080XA | 80000 | 95% | Yes | 100 | 200 | 150 | 300 | 200 | 400 | 250 | 500
7173496 | MAYTAG | PPG3HEX42K080XA | 80000 | 95% | Yes | 100 | 200 | 150 | 300 | 200 | 400 | 250 | 500
204037006 | MAYTAG | PGC2TC080*V35C1 | 80000 | 95% | Yes | 100 | 200 | 150 | 300 | 200 | 400 | 250 | 500
204036821 | MAYTAG | PGC2TC080DV35C1 | 80000 | 95% | Yes | 100 | 200 | 150 | 300 | 200 | 400 | 250 | 500
201707608 | MAYTAG | R8HE-X36K080XA | 80000 | 95% | Yes | 100 | 200 | 150 | 300 | 200 | 400 | 250 | 500
201707614 | MAYTAG | R8HE-X42K080XA | 80000 | 95% | Yes | 100 | 200 | 150 | 300 | 200 | 400 | 250 | 500
5158339 | MAYTAG | MGC2TC080D-*C* | 80000 | 95.1% | Yes | 100 | 200 | 150 | 300 | 200 | 400 | 250 | 500
5158340 | MAYTAG | PGC2TC080*-*C* | 80000 | 95.1% | Yes | 100 | 200 | 150 | 300 | 200 | 400 | 250 | 500
205360241 | MAYTAG | MGC2SD-090*-T35C1 | 85000 | 94% | Yes | 100 | 200 | 150 | 300 | 200 | 400 | 250 | 500
205360232 | MAYTAG | MGC2SD-090D-T35C1 | 85000 | 95% | Yes | 100 | 200 | 150 | 300 | 200 | 400 | 250 | 500
8963878 | MAYTAG | MGC2SD090D35EC | 90000 | 95% | Yes | 100 | 200 | 150 | 300 | 200 | 400 | 250 | 500
10097212 | MAYTAG | MGC2SD090D35EC* | 90000 | 95% | Yes | 100 | 200 | 150 | 300 | 200 | 400 | 250 | 500
7173503 | MAYTAG | PPG3HEX48K096XA | 96000 | 95% | Yes | 100 | 200 | 150 | 300 | 200 | 400 | 250 | 500
7173504 | MAYTAG | PPG3HEX60K096XA | 96000 | 95% | Yes | 100 | 200 | 150 | 300 | 200 | 400 | 250 | 500
201707632 | MAYTAG | R8HE-X48K096XA | 96000 | 95% | Yes | 100 | 200 | 150 | 300 | 200 | 400 | 250 | 500
201707638 | MAYTAG | R8HE-X60K096XA | 96000 | 95% | Yes | 100 | 200 | 150 | 300 | 200 | 400 | 250 | 500
204037015 | MAYTAG | PGC2TC100*V35C1 | 100000 | 95% | Yes | 100 | 200 | 150 | 300 | 200 | 400 | 250 | 500
204036836 | MAYTAG | PGC2TC100DV35C1 | 100000 | 95% | Yes | 100 | 200 | 150 | 300 | 200 | 400 | 250 | 500
5158341 | MAYTAG | MGC2TC100D-*C* | 100000 | 95.1% | Yes | 100 | 200 | 150 | 300 | 200 | 400 | 250 | 500
5158342 | MAYTAG | PGC2TC100*-*C* | 100000 | 95.1% | Yes | 100 | 200 | 150 | 300 | 200 | 400 | 250 | 500
8963879 | MAYTAG | MGC2SD108D35ED | 108000 | 95% | Yes | 100 | 200 | 150 | 300 | 200 | 400 | 250 | 500
205281351 | MAYTAG | MGC2SD108DT45D1 | 108000 | 95% | Yes | 100 | 200 | 150 | 300 | 200 | 400 | 250 | 500
10097216 | MAYTAG | MGC2SD108D35ED* | 108000 | 95% | Yes | 100 | 200 | 150 | 300 | 200 | 400 | 250 | 500
8963880 | MAYTAG | MGC2SD120D35ED | 120000 | 94.3% | Yes | 100 | 200 | 150 | 300 | 200 | 400 | 250 | 500
5158343 | MAYTAG | MGC2TC120D-*D* | 120000 | 95.1% | Yes | 100 | 200 | 150 | 300 | 200 | 400 | 250 | 500
5158344 | MAYTAG | PGC2TC120*-*D* | 120000 | 95.1% | Yes | 100 | 200 | 150 | 300 | 200 | 400 | 250 | 500
203049590 | MAYTAG | MG2S-045F2ABM* | 45000 | 96% | Yes | 100 | 200 | 200 | 400 | 200 | 400 | 250 | 500
203049596 | MAYTAG | MG2S-045T2ABM* | 45000 | 96% | Yes | 100 | 200 | 200 | 400 | 200 | 400 | 250 | 500
204014408 | MAYTAG | MG2S-045F2*BM* | 45000 | 96% | Yes | 100 | 200 | 200 | 400 | 200 | 400 | 250 | 500
204014411 | MAYTAG | MG2S-045T2*BM* | 45000 | 96% | Yes | 100 | 200 | 200 | 400 | 200 | 400 | 250 | 500
203049616 | MAYTAG | MG2S-072F2ABM* | 72000 | 96% | Yes | 100 | 200 | 200 | 400 | 200 | 400 | 250 | 500
203049623 | MAYTAG | MG2S-072T2ABM* | 72000 | 96% | Yes | 100 | 200 | 200 | 400 | 200 | 400 | 250 | 500
204014421 | MAYTAG | MG2S-072F2*BM* | 72000 | 96% | Yes | 100 | 200 | 200 | 400 | 200 | 400 | 250 | 500
204014424 | MAYTAG | MG2S-072T2*BM* | 72000 | 96% | Yes | 100 | 200 | 200 | 400 | 200 | 400 | 250 | 500
204036937 | MAYTAG | PGC2TN080DV35C1 | 80000 | 96% | Yes | 100 | 200 | 200 | 400 | 200 | 400 | 250 | 500
204036965 | MAYTAG | PGC2TE080C35VC1 | 80000 | 96% | Yes | 100 | 200 | 200 | 400 | 200 | 400 | 250 | 500
202330061 | MAYTAG | MGC2TE080D35C* | 80000 | 96% | Yes | 100 | 200 | 200 | 400 | 200 | 400 | 250 | 500
202330065 | MAYTAG | MGC2TN080D35C* | 80000 | 96% | Yes | 100 | 200 | 200 | 400 | 200 | 400 | 250 | 500
202330072 | MAYTAG | PGC2TE080D35C* | 80000 | 96% | Yes | 100 | 200 | 200 | 400 | 200 | 400 | 250 | 500
202330073 | MAYTAG | PGC2TE080DVC* | 80000 | 96% | Yes | 100 | 200 | 200 | 400 | 200 | 400 | 250 | 500
202330080 | MAYTAG | PGC2TN080D35C* | 80000 | 96% | Yes | 100 | 200 | 200 | 400 | 200 | 400 | 250 | 500
202330081 | MAYTAG | PGC2TN080DVC* | 80000 | 96% | Yes | 100 | 200 | 200 | 400 | 200 | 400 | 250 | 500
202111479 | MAYTAG | MGC2TE080D35C1 | 80000 | 96% | Yes | 100 | 200 | 200 | 400 | 200 | 400 | 250 | 500
10096078 | MAYTAG | MGC2TN080*C* | 80000 | 96% | Yes | 100 | 200 | 200 | 400 | 200 | 400 | 250 | 500
205309129 | MAYTAG | PGC2TE080DE35C1 | 80000 | 96% | Yes | 100 | 200 | 200 | 400 | 200 | 400 | 250 | 500
10149889 | MAYTAG | PGC2TE080*C* | 80000 | 96% | Yes | 100 | 200 | 200 | 400 | 200 | 400 | 250 | 500
10149890 | MAYTAG | PGC2TE080*VC* | 80000 | 96% | Yes | 100 | 200 | 200 | 400 | 200 | 400 | 250 | 500
10096079 | MAYTAG | PGC2TN080*C* | 80000 | 96% | Yes | 100 | 200 | 200 | 400 | 200 | 400 | 250 | 500
10096081 | MAYTAG | PGC2TN080*VC* | 80000 | 96% | Yes | 100 | 200 | 200 | 400 | 200 | 400 | 250 | 500
205411495 | MAYTAG | MGC2TE100DV35C1 | 100000 | 96% | Yes | 100 | 200 | 200 | 400 | 200 | 400 | 250 | 500
202330062 | MAYTAG | MGC2TE100D35C* | 100000 | 96% | Yes | 100 | 200 | 200 | 400 | 200 | 400 | 250 | 500
202330066 | MAYTAG | MGC2TN100D35C* | 100000 | 96% | Yes | 100 | 200 | 200 | 400 | 200 | 400 | 250 | 500
202330074 | MAYTAG | PGC2TE100D35C* | 100000 | 96% | Yes | 100 | 200 | 200 | 400 | 200 | 400 | 250 | 500
202330075 | MAYTAG | PGC2TE100DVC* | 100000 | 96% | Yes | 100 | 200 | 200 | 400 | 200 | 400 | 250 | 500
202330082 | MAYTAG | PGC2TN100D35C* | 100000 | 96% | Yes | 100 | 200 | 200 | 400 | 200 | 400 | 250 | 500
202330083 | MAYTAG | PGC2TN100DVC* | 100000 | 96% | Yes | 100 | 200 | 200 | 400 | 200 | 400 | 250 | 500
10096074 | MAYTAG | MGC2TE100*C* | 100000 | 96% | Yes | 100 | 200 | 200 | 400 | 200 | 400 | 250 | 500
10096075 | MAYTAG | PGC2TE100*C* | 100000 | 96% | Yes | 100 | 200 | 200 | 400 | 200 | 400 | 250 | 500
205309130 | MAYTAG | PGC2TE100DE35C1 | 100000 | 96% | Yes | 100 | 200 | 200 | 400 | 200 | 400 | 250 | 500
10149891 | MAYTAG | PGC2TE100*VC* | 100000 | 96% | Yes | 100 | 200 | 200 | 400 | 200 | 400 | 250 | 500
10096083 | MAYTAG | MGC2TN100*C* | 100000 | 96% | Yes | 100 | 200 | 200 | 400 | 200 | 400 | 250 | 500
10096084 | MAYTAG | PGC2TN100*C* | 100000 | 96% | Yes | 100 | 200 | 200 | 400 | 200 | 400 | 250 | 500
10096086 | MAYTAG | PGC2TN100*VC* | 100000 | 96% | Yes | 100 | 200 | 200 | 400 | 200 | 400 | 250 | 500
204036958 | MAYTAG | PGC2TN115DV45D1 | 115000 | 96% | Yes | 100 | 200 | 200 | 400 | 200 | 400 | 250 | 500
202330063 | MAYTAG | MGC2TE115D45D* | 115000 | 96% | Yes | 100 | 200 | 200 | 400 | 200 | 400 | 250 | 500
202330067 | MAYTAG | MGC2TN115D45D* | 115000 | 96% | Yes | 100 | 200 | 200 | 400 | 200 | 400 | 250 | 500
202330076 | MAYTAG | PGC2TE115D45D* | 115000 | 96% | Yes | 100 | 200 | 200 | 400 | 200 | 400 | 250 | 500
202330077 | MAYTAG | PGC2TE115DVD* | 115000 | 96% | Yes | 100 | 200 | 200 | 400 | 200 | 400 | 250 | 500
202330084 | MAYTAG | PGC2TN115D45D* | 115000 | 96% | Yes | 100 | 200 | 200 | 400 | 200 | 400 | 250 | 500
202330085 | MAYTAG | PGC2TN115DVD* | 115000 | 96% | Yes | 100 | 200 | 200 | 400 | 200 | 400 | 250 | 500
10096062 | MAYTAG | MGC2TE115*D* | 115000 | 96% | Yes | 100 | 200 | 200 | 400 | 200 | 400 | 250 | 500
10096063 | MAYTAG | PGC2TE115*D* | 115000 | 96% | Yes | 100 | 200 | 200 | 400 | 200 | 400 | 250 | 500
10096067 | MAYTAG | PGC2TE115*VD* | 115000 | 96% | Yes | 100 | 200 | 200 | 400 | 200 | 400 | 250 | 500
10096088 | MAYTAG | MGC2TN115*D* | 115000 | 96% | Yes | 100 | 200 | 200 | 400 | 200 | 400 | 250 | 500
10096089 | MAYTAG | PGC2TN115*D* | 115000 | 96% | Yes | 100 | 200 | 200 | 400 | 200 | 400 | 250 | 500
10096091 | MAYTAG | PGC2TN115*VD* | 115000 | 96% | Yes | 100 | 200 | 200 | 400 | 200 | 400 | 250 | 500
203049601 | MAYTAG | MG2S-060F2ABM* | 60000 | 96% | Yes | 100 | 200 | 200 | 400 | 200 | 400 | 250 | 500
203049609 | MAYTAG | MG2S-060T2ABM* | 60000 | 96% | Yes | 100 | 200 | 200 | 400 | 200 | 400 | 250 | 500
204036981 | MAYTAG | PGC2TN060DV24B1 | 60000 | 96% | Yes | 100 | 200 | 200 | 400 | 200 | 400 | 250 | 500
202330060 | MAYTAG | MGC2TE060D24B* | 60000 | 96% | Yes | 100 | 200 | 200 | 400 | 200 | 400 | 250 | 500
202330064 | MAYTAG | MGC2TN060D24B* | 60000 | 96% | Yes | 100 | 200 | 200 | 400 | 200 | 400 | 250 | 500
202330070 | MAYTAG | PGC2TE060D24B* | 60000 | 96% | Yes | 100 | 200 | 200 | 400 | 200 | 400 | 250 | 500
202330071 | MAYTAG | PGC2TE060DVB* | 60000 | 96% | Yes | 100 | 200 | 200 | 400 | 200 | 400 | 250 | 500
202330078 | MAYTAG | PGC2TN060D24B* | 60000 | 96% | Yes | 100 | 200 | 200 | 400 | 200 | 400 | 250 | 500
202330079 | MAYTAG | PGC2TN060DVB* | 60000 | 96% | Yes | 100 | 200 | 200 | 400 | 200 | 400 | 250 | 500
10096058 | MAYTAG | MGC2TE060*B* | 60000 | 96% | Yes | 100 | 200 | 200 | 400 | 200 | 400 | 250 | 500
10096059 | MAYTAG | PGC2TE060*B* | 60000 | 96% | Yes | 100 | 200 | 200 | 400 | 200 | 400 | 250 | 500
10096071 | MAYTAG | PGC2TE060*VB* | 60000 | 96% | Yes | 100 | 200 | 200 | 400 | 200 | 400 | 250 | 500
205309128 | MAYTAG | PGC2TE060DE24B1 | 60000 | 96% | Yes | 100 | 200 | 200 | 400 | 200 | 400 | 250 | 500
10149888 | MAYTAG | PGC2TN060*VB* | 60000 | 96% | Yes | 100 | 200 | 200 | 400 | 200 | 400 | 250 | 500
10149887 | MAYTAG | PGC2TN060*B* | 60000 | 96% | Yes | 100 | 200 | 200 | 400 | 200 | 400 | 250 | 500
201850681 | MAYTAG | MGC2TN060*B* | 60000 | 96% | Yes | 100 | 200 | 200 | 400 | 200 | 400 | 250 | 500
204014414 | MAYTAG | MG2S-060F2*BM* | 60000 | 96% | Yes | 100 | 200 | 200 | 400 | 200 | 400 | 250 | 500
204014417 | MAYTAG | MG2S-060T2*BM* | 60000 | 96% | Yes | 100 | 200 | 200 | 400 | 200 | 400 | 250 | 500
207456088 | MAYTAG | MG3S-080T2AACP | 80000 | 96% | Yes | 100 | 200 | 200 | 400 | 200 | 400 | 250 | 500
209430504 | MAYTAG | R104HD-X24K060C | 60000 | 95% | Yes | 100 | 200 | 150 | 300 | 200 | 400 | 250 | 500
209430505 | MAYTAG | R104HD-X30K060C | 60000 | 95% | Yes | 100 | 200 | 150 | 300 | 200 | 400 | 250 | 500
209430506 | MAYTAG | R104HD-X36K080C | 80000 | 95% | Yes | 100 | 200 | 150 | 300 | 200 | 400 | 250 | 500
209430507 | MAYTAG | R104HD-X42K080C | 80000 | 95% | Yes | 100 | 200 | 150 | 300 | 200 | 400 | 250 | 500
209430508 | MAYTAG | R104HD-X48K096C | 96000 | 95% | Yes | 100 | 200 | 150 | 300 | 200 | 400 | 250 | 500
209430509 | MAYTAG | R104HD-X60K096C | 96000 | 95% | Yes | 100 | 200 | 150 | 300 | 200 | 400 | 250 | 500
207456153 | MAYTAG | PGC2TN080DV35CP | 80000 | 96% | Yes | 100 | 200 | 200 | 400 | 200 | 400 | 250 | 500
207456169 | MAYTAG | PGC2TN115DV45DP | 115000 | 96% | Yes | 100 | 200 | 200 | 400 | 200 | 400 | 250 | 500
207456175 | MAYTAG | PGC2TE080C35VCP | 80000 | 96% | Yes | 100 | 200 | 200 | 400 | 200 | 400 | 250 | 500
207456092 | MAYTAG | MG3S-080T2*ACP | 80000 | 96% | Yes | 100 | 200 | 200 | 400 | 200 | 400 | 250 | 500
207456106 | MAYTAG | PGC2TC060DV24BP | 60000 | 95% | Yes | 100 | 200 | 150 | 300 | 200 | 400 | 250 | 500
207456116 | MAYTAG | PGC2TC080DV35CP | 80000 | 95% | Yes | 100 | 200 | 150 | 300 | 200 | 400 | 250 | 500
207688898 | MAYTAG | MGC2SD108DT45DP | 108000 | 95% | Yes | 100 | 200 | 150 | 300 | 200 | 400 | 250 | 500
207688900 | MAYTAG | MGC2SD120DT45DP | 115000 | 95% | Yes | 100 | 200 | 150 | 300 | 200 | 400 | 250 | 500
207769468 | MAYTAG | MGC3SA100UT35CP | 100000 | 95% | Yes | 100 | 200 | 150 | 300 | 200 | 400 | 250 | 500
207769473 | MAYTAG | PGC2TC120DE45DP | 120000 | 95% | Yes | 100 | 200 | 150 | 300 | 200 | 400 | 250 | 500
207769475 | MAYTAG | PGC2TE060DV24BP | 60000 | 96% | Yes | 100 | 200 | 200 | 400 | 200 | 400 | 250 | 500
207769476 | MAYTAG | PGC2TE080DV35CP | 80000 | 96% | Yes | 100 | 200 | 200 | 400 | 200 | 400 | 250 | 500
207769477 | MAYTAG | PGC2TC100DV35CP | 100000 | 95% | Yes | 100 | 200 | 150 | 300 | 200 | 400 | 250 | 500
206229717 | MAYTAG | MGC3SD100UT35C* | 100000 | 95% | Yes | 100 | 200 | 150 | 300 | 200 | 400 | 250 | 500
206229723 | MAYTAG | MGC3SD050UT23A* | 50000 | 95% | Yes | 100 | 200 | 150 | 300 | 200 | 400 | 250 | 500
207456005 | MAYTAG | MGC2SC090DT35CP | 90000 | 92.1% | Yes | 100 | 200 | 100 | 200 | 200 | 400 | 250 | 500
207456025 | MAYTAG | CMF95-045T-PGP | 45000 | 95% | Yes | 100 | 200 | 150 | 300 | 200 | 400 | 250 | 500
207456029 | MAYTAG | CMF95-072T-PGP | 72000 | 95% | Yes | 100 | 200 | 150 | 300 | 200 | 400 | 250 | 500
207455957 | MAYTAG | MGC2SC072DT24BP | 72000 | 92% | Yes | 100 | 200 | 100 | 200 | 200 | 400 | 250 | 500
207456187 | MAYTAG | PGC2TN060DV24BP | 60000 | 96% | Yes | 100 | 200 | 200 | 400 | 200 | 400 | 250 | 500
207456247 | MAYTAG | MGC2SD054DT24BP | 54000 | 95% | Yes | 100 | 200 | 150 | 300 | 200 | 400 | 250 | 500
207456275 | MAYTAG | PGC2TE060DE24BP | 60000 | 96% | Yes | 100 | 200 | 200 | 400 | 200 | 400 | 250 | 500
205962954 | MAYTAG | MG3S-080T2AAC1 | 80000 | 96% | Yes | 100 | 200 | 200 | 400 | 200 | 400 | 250 | 500
207456276 | MAYTAG | PGC2TE080DE35CP | 80000 | 96% | Yes | 100 | 200 | 200 | 400 | 200 | 400 | 250 | 500
207456277 | MAYTAG | PGC2TE100DE35CP | 100000 | 96% | Yes | 100 | 200 | 200 | 400 | 200 | 400 | 250 | 500
207456308 | MAYTAG | PGC2TN100DV35CP | 100000 | 96% | Yes | 100 | 200 | 200 | 400 | 200 | 400 | 250 | 500
207456312 | MAYTAG | MGC2SD038DT24BP | 38000 | 95% | Yes | 100 | 200 | 150 | 300 | 200 | 400 | 250 | 500
207456314 | MAYTAG | MGC2SD090DT35CP | 85000 | 95% | Yes | 100 | 200 | 150 | 300 | 200 | 400 | 250 | 500
207456316 | MAYTAG | PGC2TE100DV35CP | 100000 | 96% | Yes | 100 | 200 | 200 | 400 | 200 | 400 | 250 | 500
207456317 | MAYTAG | PGC2TE115DE45DP | 115000 | 96% | Yes | 100 | 200 | 200 | 400 | 200 | 400 | 250 | 500
207456324 | MAYTAG | PGC2TE115DV45DP | 115000 | 96% | Yes | 100 | 200 | 200 | 400 | 200 | 400 | 250 | 500
207456342 | MAYTAG | PGC2TE035DE23AP | 35000 | 96% | Yes | 100 | 200 | 200 | 400 | 200 | 400 | 250 | 500
210586017 | MAYTAG | CMF95-045T-PG2 | 45000 | 95% | Yes | 100 | 200 | 150 | 300 | 200 | 400 | 250 | 500
210586021 | MAYTAG | CMF95-072T-PG2 | 72000 | 95% | Yes | 100 | 200 | 150 | 300 | 200 | 400 | 250 | 500
207139307 | MAYTAG | MGC3SD070UT24B* | 70000 | 95% | Yes | 100 | 200 | 150 | 300 | 200 | 400 | 250 | 500
202491255 | MIDEA | MGH96M080B3A | 80000 | 96% | Yes | 100 | 200 | 200 | 400 | 200 | 400 | 250 | 500
202491784 | MIDEA | MGH96M080C4A | 80000 | 96% | Yes | 100 | 200 | 200 | 400 | 200 | 400 | 250 | 500
202491785 | MIDEA | MGH96M100C5A | 100000 | 96% | Yes | 100 | 200 | 200 | 400 | 200 | 400 | 250 | 500
202491786 | MIDEA | MGH96M100D5A | 100000 | 96% | Yes | 100 | 200 | 200 | 400 | 200 | 400 | 250 | 500
202467907 | MIDEA | MGH96M060B3A | 60000 | 96% | Yes | 100 | 200 | 200 | 400 | 200 | 400 | 250 | 500
202491789 | MIDEA | MGH96M120D5A | 120000 | 96% | Yes | 100 | 200 | 200 | 400 | 200 | 400 | 250 | 500
210799408 | MIDEA | MGH96M060B3B | 60000 | 96% | Yes | 100 | 200 | 200 | 400 | 200 | 400 | 250 | 500
210799409 | MIDEA | MGH96M080B3B | 80000 | 96% | Yes | 100 | 200 | 200 | 400 | 200 | 400 | 250 | 500
210799410 | MIDEA | MGH96M080C4B | 80000 | 96% | Yes | 100 | 200 | 200 | 400 | 200 | 400 | 250 | 500
210799411 | MIDEA | MGH96M100C5B | 100000 | 96% | Yes | 100 | 200 | 200 | 400 | 200 | 400 | 250 | 500
210799412 | MIDEA | MGH96M100D5B | 100000 | 96% | Yes | 100 | 200 | 200 | 400 | 200 | 400 | 250 | 500
210799413 | MIDEA | MGH96M120D5B | 120000 | 96% | Yes | 100 | 200 | 200 | 400 | 200 | 400 | 250 | 500
213280864 | MIDEA | MGV96U060B3C | 60000 | 96% | Yes | 100 | 200 | 200 | 400 | 200 | 400 | 250 | 500
213280865 | MIDEA | MGV96U080B3C | 80000 | 96% | Yes | 100 | 200 | 200 | 400 | 200 | 400 | 250 | 500
213280866 | MIDEA | MGV96U080C4C | 80000 | 96% | Yes | 100 | 200 | 200 | 400 | 200 | 400 | 250 | 500
213280867 | MIDEA | MGV96U100C5C | 100000 | 96% | Yes | 100 | 200 | 200 | 400 | 200 | 400 | 250 | 500
213280868 | MIDEA | MGV96U100D5C | 100000 | 96% | Yes | 100 | 200 | 200 | 400 | 200 | 400 | 250 | 500
213280869 | MIDEA | MGV96U120D5C | 120000 | 96% | Yes | 100 | 200 | 200 | 400 | 200 | 400 | 250 | 500
201703191 | MILLER | FG7SC 072D-24B | 72000 | 92.1% | No | 100 | 200 | 0 | 0 | 100 | 200 | 250 | 500
201713082 | MILLER | FG7SC 072D-35C* | 72000 | 92.1% | No | 100 | 200 | 0 | 0 | 100 | 200 | 250 | 500
201713442 | MILLER | FG7SL 054D-24B* | 54000 | 92.1% | No | 100 | 200 | 0 | 0 | 100 | 200 | 250 | 500
201703960 | MILLER | M4RC 054D-24B | 54000 | 92.1% | No | 100 | 200 | 0 | 0 | 100 | 200 | 250 | 500
201703173 | MILLER | FG7SC 054D-24B | 54000 | 92.1% | No | 100 | 200 | 0 | 0 | 100 | 200 | 250 | 500
201703569 | MILLER | FG7SM 072D-35C | 72000 | 95% | No | 100 | 200 | 0 | 0 | 100 | 200 | 250 | 500
201713532 | MILLER | FG7SM 072D-35C* | 72000 | 95% | No | 100 | 200 | 0 | 0 | 100 | 200 | 250 | 500
201713460 | MILLER | FG7SL 072D-24B* | 72000 | 92.1% | No | 100 | 200 | 0 | 0 | 100 | 200 | 250 | 500
201703965 | MILLER | M4RC 072D-35C | 72000 | 92.1% | No | 100 | 200 | 0 | 0 | 100 | 200 | 250 | 500
201703995 | MILLER | M7RL 045A *** | 45000 | 95.1% | No | 100 | 200 | 0 | 0 | 100 | 200 | 250 | 500
201702954 | MILLER | CMF95 045 | 45000 | 95.1% | No | 100 | 200 | 0 | 0 | 100 | 200 | 250 | 500
201703551 | MILLER | FG7SM 054D-24B | 54000 | 95% | No | 100 | 200 | 0 | 0 | 100 | 200 | 250 | 500
201713514 | MILLER | FG7SM 054D-24B* | 54000 | 95% | No | 100 | 200 | 0 | 0 | 100 | 200 | 250 | 500
201713190 | MILLER | FG7SD 054D-24B* | 54000 | 95% | No | 100 | 200 | 0 | 0 | 100 | 200 | 250 | 500
201703299 | MILLER | FG7SD 054D-24B | 54000 | 95% | No | 100 | 200 | 0 | 0 | 100 | 200 | 250 | 500
201713478 | MILLER | FG7SL 090D-35C* | 90000 | 92.1% | No | 100 | 200 | 0 | 0 | 100 | 200 | 250 | 500
201713004 | MILLER | M4RC 054D-24B* | 54000 | 92.1% | No | 100 | 200 | 0 | 0 | 100 | 200 | 250 | 500
201713046 | MILLER | FG7SC 054D-24B* | 54000 | 92.1% | No | 100 | 200 | 0 | 0 | 100 | 200 | 250 | 500
201703479 | MILLER | FG7SL 054D-24B | 54000 | 92.1% | No | 100 | 200 | 0 | 0 | 100 | 200 | 250 | 500
201703209 | MILLER | FG7SC 072D-35C | 72000 | 92.1% | No | 100 | 200 | 0 | 0 | 100 | 200 | 250 | 500
201713009 | MILLER | M4RC 072D-35C* | 72000 | 92.1% | No | 100 | 200 | 0 | 0 | 100 | 200 | 250 | 500
201703497 | MILLER | FG7SL 072D-24B | 72000 | 92.1% | No | 100 | 200 | 0 | 0 | 100 | 200 | 250 | 500
201713064 | MILLER | FG7SC 072D-24B* | 72000 | 92.1% | No | 100 | 200 | 0 | 0 | 100 | 200 | 250 | 500
201704000 | MILLER | M7RL 060A *** | 60000 | 95.1% | No | 100 | 200 | 0 | 0 | 100 | 200 | 250 | 500
201703970 | MILLER | M4RC 090D-35C | 90000 | 92.1% | No | 100 | 200 | 0 | 0 | 100 | 200 | 250 | 500
201703980 | MILLER | M4RL 090D-35C | 90000 | 92.1% | No | 100 | 200 | 0 | 0 | 100 | 200 | 250 | 500
201713100 | MILLER | FG7SC 090D-35C* | 90000 | 92.1% | No | 100 | 200 | 0 | 0 | 100 | 200 | 250 | 500
201703227 | MILLER | FG7SC 090D-35C | 90000 | 92.1% | No | 100 | 200 | 0 | 0 | 100 | 200 | 250 | 500
201713024 | MILLER | M4RL 090D-35C* | 90000 | 92.1% | No | 100 | 200 | 0 | 0 | 100 | 200 | 250 | 500
201703533 | MILLER | FG7SL 120D-45D | 120000 | 92.1% | No | 100 | 200 | 0 | 0 | 100 | 200 | 250 | 500
201703245 | MILLER | FG7SC 108D-45D | 108000 | 92.1% | No | 100 | 200 | 0 | 0 | 100 | 200 | 250 | 500
201713208 | MILLER | FG7SD 072D-35C* | 72000 | 95% | No | 100 | 200 | 0 | 0 | 100 | 200 | 250 | 500
201703317 | MILLER | FG7SD 072D-35C | 72000 | 95% | No | 100 | 200 | 0 | 0 | 100 | 200 | 250 | 500
201704005 | MILLER | M7RL 072A *** | 72000 | 95.1% | No | 100 | 200 | 0 | 0 | 100 | 200 | 250 | 500
201702959 | MILLER | CMF95 072 | 72000 | 95.1% | No | 100 | 200 | 0 | 0 | 100 | 200 | 250 | 500
201713014 | MILLER | M4RC 090D-35C* | 90000 | 92.1% | No | 100 | 200 | 0 | 0 | 100 | 200 | 250 | 500
201703515 | MILLER | FG7SL 090D-35C | 90000 | 92.1% | No | 100 | 200 | 0 | 0 | 100 | 200 | 250 | 500
201703587 | MILLER | FG7SM 090D-35C | 90000 | 95% | No | 100 | 200 | 0 | 0 | 100 | 200 | 250 | 500
201713550 | MILLER | FG7SM 090D-35C* | 90000 | 95% | No | 100 | 200 | 0 | 0 | 100 | 200 | 250 | 500
201713244 | MILLER | FG7SD 090D-35C* | 90000 | 95% | No | 100 | 200 | 0 | 0 | 100 | 200 | 250 | 500
201703335 | MILLER | FG7SD 090D-35C | 90000 | 95% | No | 100 | 200 | 0 | 0 | 100 | 200 | 250 | 500
201703155 | MILLER | FG7SC 038D-23A | 38000 | 92.1% | No | 100 | 200 | 0 | 0 | 100 | 200 | 250 | 500
201713028 | MILLER | FG7SC 038D-23A* | 38000 | 92.1% | No | 100 | 200 | 0 | 0 | 100 | 200 | 250 | 500
201703975 | MILLER | M4RC 108D-45D | 108000 | 92.1% | No | 100 | 200 | 0 | 0 | 100 | 200 | 250 | 500
201713118 | MILLER | FG7SC 108D-45D* | 108000 | 92.1% | No | 100 | 200 | 0 | 0 | 100 | 200 | 250 | 500
201713019 | MILLER | M4RC 108D-45D* | 108000 | 92.1% | No | 100 | 200 | 0 | 0 | 100 | 200 | 250 | 500
201703353 | MILLER | FG7SD 108D-45D | 108000 | 95% | No | 100 | 200 | 0 | 0 | 100 | 200 | 250 | 500
201713298 | MILLER | FG7SD 108D-45D* | 108000 | 95% | No | 100 | 200 | 0 | 0 | 100 | 200 | 250 | 500
201713154 | MILLER | FG7SD 038D-24B* | 38000 | 95% | No | 100 | 200 | 0 | 0 | 100 | 200 | 250 | 500
201703281 | MILLER | FG7SD 038D-24B | 38000 | 95% | No | 100 | 200 | 0 | 0 | 100 | 200 | 250 | 500
201703605 | MILLER | FG7SM 118D-45D | 118000 | 95% | No | 100 | 200 | 0 | 0 | 100 | 200 | 250 | 500
201713568 | MILLER | FG7SM 118D-45D* | 118000 | 95% | No | 100 | 200 | 0 | 0 | 100 | 200 | 250 | 500
201713496 | MILLER | FG7SL 120D-45D* | 120000 | 92.1% | No | 100 | 200 | 0 | 0 | 100 | 200 | 250 | 500
201713136 | MILLER | FG7SC 120D-45D* | 120000 | 92.1% | No | 100 | 200 | 0 | 0 | 100 | 200 | 250 | 500
201703263 | MILLER | FG7SC 120D-45D | 120000 | 92.1% | No | 100 | 200 | 0 | 0 | 100 | 200 | 250 | 500
201713334 | MILLER | FG7SD 120D-45D* | 120000 | 95% | No | 100 | 200 | 0 | 0 | 100 | 200 | 250 | 500
201703371 | MILLER | FG7SD 120D-45D | 120000 | 95% | No | 100 | 200 | 0 | 0 | 100 | 200 | 250 | 500
205126713 | MILLER | MG3P-054U1AAB* | 54000 | 92.1% | Yes | 100 | 200 | 100 | 200 | 200 | 400 | 250 | 500
205126714 | MILLER | MG3P-054U1*AB* | 54000 | 92.1% | Yes | 100 | 200 | 100 | 200 | 200 | 400 | 250 | 500
205234672 | MILLER | MG3P-072U1AAC* | 72000 | 92.1% | Yes | 100 | 200 | 100 | 200 | 200 | 400 | 250 | 500
204747328 | MILLER | FG7SC-054D-T24B* | 54000 | 92% | Yes | 100 | 200 | 100 | 200 | 200 | 400 | 250 | 500
205126715 | MILLER | MG3P-090U1AAC* | 90000 | 92.1% | Yes | 100 | 200 | 100 | 200 | 200 | 400 | 250 | 500
205234680 | MILLER | MG3P-108U1AAD* | 108000 | 92.1% | Yes | 100 | 200 | 100 | 200 | 200 | 400 | 250 | 500
205234684 | MILLER | MG3P-108U1*AD* | 108000 | 92.1% | Yes | 100 | 200 | 100 | 200 | 200 | 400 | 250 | 500
205234676 | MILLER | MG3P-072U1*AC* | 72000 | 92.1% | Yes | 100 | 200 | 100 | 200 | 200 | 400 | 250 | 500
205126716 | MILLER | MG3P-090U1*AC* | 90000 | 92.1% | Yes | 100 | 200 | 100 | 200 | 200 | 400 | 250 | 500
204037041 | MILLER | FG7TC-060*-V24B1 | 60000 | 95% | Yes | 100 | 200 | 150 | 300 | 200 | 400 | 250 | 500
205287719 | MILLER | CMF95-045T-PG | 45000 | 95% | Yes | 100 | 200 | 150 | 300 | 200 | 400 | 250 | 500
204600199 | MILLER | MG2R-045F1A*M* | 45000 | 95.1% | Yes | 100 | 200 | 150 | 300 | 200 | 400 | 250 | 500
204600216 | MILLER | MG2R-045T1A*M* | 45000 | 95.1% | Yes | 100 | 200 | 150 | 300 | 200 | 400 | 250 | 500
204600232 | MILLER | MG2R-045F1**M* | 45000 | 95.1% | Yes | 100 | 200 | 150 | 300 | 200 | 400 | 250 | 500
204600248 | MILLER | MG2R-045T1**M* | 45000 | 95.1% | Yes | 100 | 200 | 150 | 300 | 200 | 400 | 250 | 500
201706207 | MILLER | M7TL 045A *** | 45000 | 95.1% | Yes | 100 | 200 | 150 | 300 | 200 | 400 | 250 | 500
201713784 | MILLER | FG7SD 038D-23EB* | 38000 | 95% | Yes | 100 | 200 | 150 | 300 | 200 | 400 | 250 | 500
201711691 | MILLER | FG7SD 054D-23EB | 54000 | 95% | Yes | 100 | 200 | 150 | 300 | 200 | 400 | 250 | 500
201713172 | MILLER | FG7SD 054D-23EB* | 54000 | 95% | Yes | 100 | 200 | 150 | 300 | 200 | 400 | 250 | 500
204036818 | MILLER | FG7TC-060D-V24B1 | 60000 | 95% | Yes | 100 | 200 | 150 | 300 | 200 | 400 | 250 | 500
201711709 | MILLER | FG7SD 072D-35EC | 72000 | 95% | Yes | 100 | 200 | 150 | 300 | 200 | 400 | 250 | 500
205287723 | MILLER | CMF95-072T-PG | 72000 | 95% | Yes | 100 | 200 | 150 | 300 | 200 | 400 | 250 | 500
201713226 | MILLER | FG7SD 072D-35EC* | 72000 | 95% | Yes | 100 | 200 | 150 | 300 | 200 | 400 | 250 | 500
204600205 | MILLER | MG2R-060F1A*M* | 60000 | 95.1% | Yes | 100 | 200 | 150 | 300 | 200 | 400 | 250 | 500
204600221 | MILLER | MG2R-060T1A*M* | 60000 | 95.1% | Yes | 100 | 200 | 150 | 300 | 200 | 400 | 250 | 500
204600237 | MILLER | MG2R-060F1**M* | 60000 | 95.1% | Yes | 100 | 200 | 150 | 300 | 200 | 400 | 250 | 500
204600211 | MILLER | MG2R-072F1A*M* | 72000 | 95.1% | Yes | 100 | 200 | 150 | 300 | 200 | 400 | 250 | 500
204600227 | MILLER | MG2R-072T1A*M* | 72000 | 95.1% | Yes | 100 | 200 | 150 | 300 | 200 | 400 | 250 | 500
204600243 | MILLER | MG2R-072F1**M* | 72000 | 95.1% | Yes | 100 | 200 | 150 | 300 | 200 | 400 | 250 | 500
204600258 | MILLER | MG2R-072T1**M* | 72000 | 95.1% | Yes | 100 | 200 | 150 | 300 | 200 | 400 | 250 | 500
201706215 | MILLER | M7TL 072A *** | 72000 | 95.1% | Yes | 100 | 200 | 150 | 300 | 200 | 400 | 250 | 500
201703731 | MILLER | FG7TC 060*-*B* | 60000 | 95.1% | Yes | 100 | 200 | 150 | 300 | 200 | 400 | 250 | 500
204600253 | MILLER | MG2R-060T1**M* | 60000 | 95.1% | Yes | 100 | 200 | 150 | 300 | 200 | 400 | 250 | 500
201710368 | MILLER | G7TC 060*-24B* | 60000 | 95.1% | Yes | 100 | 200 | 150 | 300 | 200 | 400 | 250 | 500
201706211 | MILLER | M7TL 060A *** | 60000 | 95.1% | Yes | 100 | 200 | 150 | 300 | 200 | 400 | 250 | 500
204037047 | MILLER | FG7TC-080*-V35C1 | 80000 | 95% | Yes | 100 | 200 | 150 | 300 | 200 | 400 | 250 | 500
204036833 | MILLER | FG7TC-080D-V35C1 | 80000 | 95% | Yes | 100 | 200 | 150 | 300 | 200 | 400 | 250 | 500
201703749 | MILLER | FG7TC 080*-*C* | 80000 | 95.1% | Yes | 100 | 200 | 150 | 300 | 200 | 400 | 250 | 500
201710386 | MILLER | G7TC 080*-35C* | 80000 | 95.1% | Yes | 100 | 200 | 150 | 300 | 200 | 400 | 250 | 500
201711727 | MILLER | FG7SD 090D-35EC | 90000 | 95% | Yes | 100 | 200 | 150 | 300 | 200 | 400 | 250 | 500
201713262 | MILLER | FG7SD 090D-35EC* | 90000 | 95% | Yes | 100 | 200 | 150 | 300 | 200 | 400 | 250 | 500
204036848 | MILLER | FG7TC-100D-V35C1 | 100000 | 95% | Yes | 100 | 200 | 150 | 300 | 200 | 400 | 250 | 500
204037053 | MILLER | FG7TC-100*-V35C1 | 100000 | 95% | Yes | 100 | 200 | 150 | 300 | 200 | 400 | 250 | 500
201704033 | MILLER | FG7TC 100*-*C* | 100000 | 95.1% | Yes | 100 | 200 | 150 | 300 | 200 | 400 | 250 | 500
201710404 | MILLER | G7TC 100*-35C* | 100000 | 95.1% | Yes | 100 | 200 | 150 | 300 | 200 | 400 | 250 | 500
201711745 | MILLER | FG7SD 108D-35ED | 108000 | 95% | Yes | 100 | 200 | 150 | 300 | 200 | 400 | 250 | 500
201713280 | MILLER | FG7SD 108D-35ED* | 108000 | 95% | Yes | 100 | 200 | 150 | 300 | 200 | 400 | 250 | 500
201711763 | MILLER | FG7SD 120D-35ED | 120000 | 94.3% | Yes | 100 | 200 | 150 | 300 | 200 | 400 | 250 | 500
201713316 | MILLER | FG7SD 120D-35ED* | 120000 | 94.3% | Yes | 100 | 200 | 150 | 300 | 200 | 400 | 250 | 500
201703767 | MILLER | FG7TC 120*-*D* | 120000 | 95.1% | Yes | 100 | 200 | 150 | 300 | 200 | 400 | 250 | 500
201710422 | MILLER | G7TC 120*-45D* | 120000 | 95.1% | Yes | 100 | 200 | 150 | 300 | 200 | 400 | 250 | 500
203049588 | MILLER | MG2S-045F2ABM* | 45000 | 96% | Yes | 100 | 200 | 200 | 400 | 200 | 400 | 250 | 500
203049595 | MILLER | MG2S-045T2ABM* | 45000 | 96% | Yes | 100 | 200 | 200 | 400 | 200 | 400 | 250 | 500
204014407 | MILLER | MG2S-045F2*BM* | 45000 | 96% | Yes | 100 | 200 | 200 | 400 | 200 | 400 | 250 | 500
204014410 | MILLER | MG2S-045T2*BM* | 45000 | 96% | Yes | 100 | 200 | 200 | 400 | 200 | 400 | 250 | 500
204036994 | MILLER | FG7TN-060D-V24B1 | 60000 | 96% | Yes | 100 | 200 | 200 | 400 | 200 | 400 | 250 | 500
202329967 | MILLER | FG7TN 060D-24B* | 60000 | 96% | Yes | 100 | 200 | 200 | 400 | 200 | 400 | 250 | 500
202329973 | MILLER | FG7TN 060D-VB* | 60000 | 96% | Yes | 100 | 200 | 200 | 400 | 200 | 400 | 250 | 500
202330086 | MILLER | KG7TE 060D-24B* | 60000 | 96% | Yes | 100 | 200 | 200 | 400 | 200 | 400 | 250 | 500
202330090 | MILLER | KG7TN 060D-24B* | 60000 | 96% | Yes | 100 | 200 | 200 | 400 | 200 | 400 | 250 | 500
204037064 | MILLER | KG7TE-060D-E24B1 | 60000 | 96% | Yes | 100 | 200 | 200 | 400 | 200 | 400 | 250 | 500
201713825 | MILLER | FG7TE 060*-*B* | 60000 | 96% | Yes | 100 | 200 | 200 | 400 | 200 | 400 | 250 | 500
201714813 | MILLER | FG7TN 060*-*B* | 60000 | 96% | Yes | 100 | 200 | 200 | 400 | 200 | 400 | 250 | 500
201714831 | MILLER | FG7TN 060*-VB* | 60000 | 96% | Yes | 100 | 200 | 200 | 400 | 200 | 400 | 250 | 500
201713987 | MILLER | FG7TE 060*-VB* | 60000 | 96% | Yes | 100 | 200 | 200 | 400 | 200 | 400 | 250 | 500
204014413 | MILLER | MG2S-060F2*BM* | 60000 | 96% | Yes | 100 | 200 | 200 | 400 | 200 | 400 | 250 | 500
204014416 | MILLER | MG2S-060T2*BM* | 60000 | 96% | Yes | 100 | 200 | 200 | 400 | 200 | 400 | 250 | 500
203049615 | MILLER | MG2S-072F2ABM* | 72000 | 96% | Yes | 100 | 200 | 200 | 400 | 200 | 400 | 250 | 500
203049621 | MILLER | MG2S-072T2ABM* | 72000 | 96% | Yes | 100 | 200 | 200 | 400 | 200 | 400 | 250 | 500
204014420 | MILLER | MG2S-072F2*BM* | 72000 | 96% | Yes | 100 | 200 | 200 | 400 | 200 | 400 | 250 | 500
204014423 | MILLER | MG2S-072T2*BM* | 72000 | 96% | Yes | 100 | 200 | 200 | 400 | 200 | 400 | 250 | 500
204036936 | MILLER | KG7TN-080D-E35C1 | 80000 | 96% | Yes | 100 | 200 | 200 | 400 | 200 | 400 | 250 | 500
204036941 | MILLER | FG7TN-080D-V35C1 | 80000 | 96% | Yes | 100 | 200 | 200 | 400 | 200 | 400 | 250 | 500
204036980 | MILLER | KG7TE-080D-E35C1 | 80000 | 96% | Yes | 100 | 200 | 200 | 400 | 200 | 400 | 250 | 500
202329979 | MILLER | FG7TN 080D-35C* | 80000 | 96% | Yes | 100 | 200 | 200 | 400 | 200 | 400 | 250 | 500
202329985 | MILLER | FG7TN 080D-VC* | 80000 | 96% | Yes | 100 | 200 | 200 | 400 | 200 | 400 | 250 | 500
202330087 | MILLER | KG7TE 080D*-35C* | 80000 | 96% | Yes | 100 | 200 | 200 | 400 | 200 | 400 | 250 | 500
202330091 | MILLER | KG7TN 080D-35C* | 80000 | 96% | Yes | 100 | 200 | 200 | 400 | 200 | 400 | 250 | 500
201713843 | MILLER | FG7TN 080*-*C* | 80000 | 96% | Yes | 100 | 200 | 200 | 400 | 200 | 400 | 250 | 500
201713861 | MILLER | FG7TN 080*-VC* | 80000 | 96% | Yes | 100 | 200 | 200 | 400 | 200 | 400 | 250 | 500
201714759 | MILLER | FG7TE 080*-*C* | 80000 | 96% | Yes | 100 | 200 | 200 | 400 | 200 | 400 | 250 | 500
201714777 | MILLER | FG7TE 080*-VC* | 80000 | 96% | Yes | 100 | 200 | 200 | 400 | 200 | 400 | 250 | 500
204036929 | MILLER | KG7TE-100D-E35C1 | 100000 | 96% | Yes | 100 | 200 | 200 | 400 | 200 | 400 | 250 | 500
204036950 | MILLER | KG7TN-100D-E35C1 | 100000 | 96% | Yes | 100 | 200 | 200 | 400 | 200 | 400 | 250 | 500
202329991 | MILLER | FG7TN 100D-35C* | 100000 | 96% | Yes | 100 | 200 | 200 | 400 | 200 | 400 | 250 | 500
202329997 | MILLER | FG7TN 100D-VC* | 100000 | 96% | Yes | 100 | 200 | 200 | 400 | 200 | 400 | 250 | 500
202330088 | MILLER | KG7TE 100D-35C* | 100000 | 96% | Yes | 100 | 200 | 200 | 400 | 200 | 400 | 250 | 500
202330092 | MILLER | KG7TN 100D-35C* | 100000 | 96% | Yes | 100 | 200 | 200 | 400 | 200 | 400 | 250 | 500
201714795 | MILLER | FG7TE 100*-VC* | 100000 | 96% | Yes | 100 | 200 | 200 | 400 | 200 | 400 | 250 | 500
201713879 | MILLER | FG7TN 100*-*C* | 100000 | 96% | Yes | 100 | 200 | 200 | 400 | 200 | 400 | 250 | 500
201713897 | MILLER | FG7TN 100*-VC* | 100000 | 96% | Yes | 100 | 200 | 200 | 400 | 200 | 400 | 250 | 500
201714005 | MILLER | FG7TE 100*-*C* | 100000 | 96% | Yes | 100 | 200 | 200 | 400 | 200 | 400 | 250 | 500
204036957 | MILLER | KG7TN-115D-E45D1 | 115000 | 96% | Yes | 100 | 200 | 200 | 400 | 200 | 400 | 250 | 500
204036962 | MILLER | FG7TN-115D-V45C1 | 115000 | 96% | Yes | 100 | 200 | 200 | 400 | 200 | 400 | 250 | 500
202330003 | MILLER | FG7TN 115D-45D* | 115000 | 96% | Yes | 100 | 200 | 200 | 400 | 200 | 400 | 250 | 500
202330009 | MILLER | FG7TN 115D-VD* | 115000 | 96% | Yes | 100 | 200 | 200 | 400 | 200 | 400 | 250 | 500
202330089 | MILLER | KG7TE 115D-45D* | 115000 | 96% | Yes | 100 | 200 | 200 | 400 | 200 | 400 | 250 | 500
202330093 | MILLER | KG7TN 115D-45D* | 115000 | 96% | Yes | 100 | 200 | 200 | 400 | 200 | 400 | 250 | 500
201713915 | MILLER | FG7TE 115*-*D* | 115000 | 96% | Yes | 100 | 200 | 200 | 400 | 200 | 400 | 250 | 500
201713933 | MILLER | FG7TE 115*-VD* | 115000 | 96% | Yes | 100 | 200 | 200 | 400 | 200 | 400 | 250 | 500
201713951 | MILLER | FG7TN 115*-*D* | 115000 | 96% | Yes | 100 | 200 | 200 | 400 | 200 | 400 | 250 | 500
201713969 | MILLER | FG7TN 115*-VD* | 115000 | 96% | Yes | 100 | 200 | 200 | 400 | 200 | 400 | 250 | 500
203049600 | MILLER | MG2S-060F2ABM* | 60000 | 96% | Yes | 100 | 200 | 200 | 400 | 200 | 400 | 250 | 500
203049606 | MILLER | MG2S-060T2ABM* | 60000 | 96% | Yes | 100 | 200 | 200 | 400 | 200 | 400 | 250 | 500
204036990 | MILLER | KG7TN-060D-E24B1 | 60000 | 96% | Yes | 100 | 200 | 200 | 400 | 200 | 400 | 250 | 500
207456087 | MILLER | MG3S-080T2AACP | 80000 | 96% | Yes | 100 | 200 | 200 | 400 | 200 | 400 | 250 | 500
209430516 | MILLER | R104HD-X24K060C | 60000 | 95% | Yes | 100 | 200 | 150 | 300 | 200 | 400 | 250 | 500
209430517 | MILLER | R104HD-X30K060C | 60000 | 95% | Yes | 100 | 200 | 150 | 300 | 200 | 400 | 250 | 500
209430518 | MILLER | R104HD-X36K080C | 80000 | 95% | Yes | 100 | 200 | 150 | 300 | 200 | 400 | 250 | 500
207456147 | MILLER | KG7TE-100D-E35CP | 100000 | 96% | Yes | 100 | 200 | 200 | 400 | 200 | 400 | 250 | 500
207456152 | MILLER | KG7TN-080D-E35CP | 80000 | 96% | Yes | 100 | 200 | 200 | 400 | 200 | 400 | 250 | 500
207456157 | MILLER | FG7TN-080D-V35CP | 80000 | 96% | Yes | 100 | 200 | 200 | 400 | 200 | 400 | 250 | 500
207456163 | MILLER | KG7TN-100D-E35CP | 100000 | 96% | Yes | 100 | 200 | 200 | 400 | 200 | 400 | 250 | 500
207456168 | MILLER | KG7TN-115D-E45DP | 115000 | 96% | Yes | 100 | 200 | 200 | 400 | 200 | 400 | 250 | 500
207456173 | MILLER | FG7TN-115D-V45CP | 115000 | 96% | Yes | 100 | 200 | 200 | 400 | 200 | 400 | 250 | 500
207456091 | MILLER | MG3S-080T2*ACP | 80000 | 96% | Yes | 100 | 200 | 200 | 400 | 200 | 400 | 250 | 500
207456114 | MILLER | FG7TC-060D-V24BP | 60000 | 95% | Yes | 100 | 200 | 150 | 300 | 200 | 400 | 250 | 500
207456124 | MILLER | FG7TC-080D-V35CP | 80000 | 95% | Yes | 100 | 200 | 150 | 300 | 200 | 400 | 250 | 500
207456134 | MILLER | FG7TC-100D-V35CP | 100000 | 95% | Yes | 100 | 200 | 150 | 300 | 200 | 400 | 250 | 500
207456024 | MILLER | CMF95-045T-PGP | 45000 | 95% | Yes | 100 | 200 | 150 | 300 | 200 | 400 | 250 | 500
207456028 | MILLER | CMF95-072T-PGP | 72000 | 95% | Yes | 100 | 200 | 150 | 300 | 200 | 400 | 250 | 500
207456186 | MILLER | KG7TE-080D-E35CP | 80000 | 96% | Yes | 100 | 200 | 200 | 400 | 200 | 400 | 250 | 500
207456194 | MILLER | KG7TN-060D-E24BP | 60000 | 96% | Yes | 100 | 200 | 200 | 400 | 200 | 400 | 250 | 500
207456198 | MILLER | FG7TN-060D-V24BP | 60000 | 96% | Yes | 100 | 200 | 200 | 400 | 200 | 400 | 250 | 500
207456239 | MILLER | KG7TE-060D-E24BP | 60000 | 96% | Yes | 100 | 200 | 200 | 400 | 200 | 400 | 250 | 500
205962953 | MILLER | MG3S-080T2AAC1 | 80000 | 96% | Yes | 100 | 200 | 200 | 400 | 200 | 400 | 250 | 500
209430519 | MILLER | R104HD-X42K080C | 80000 | 95% | Yes | 100 | 200 | 150 | 300 | 200 | 400 | 250 | 500
209430520 | MILLER | R104HD-X48K096C | 96000 | 95% | Yes | 100 | 200 | 150 | 300 | 200 | 400 | 250 | 500
209430521 | MILLER | R104HD-X60K096C | 96000 | 95% | Yes | 100 | 200 | 150 | 300 | 200 | 400 | 250 | 500
210586016 | MILLER | CMF95-045T-PG2 | 45000 | 95% | Yes | 100 | 200 | 150 | 300 | 200 | 400 | 250 | 500
210586020 | MILLER | CMF95-072T-PG2 | 72000 | 95% | Yes | 100 | 200 | 150 | 300 | 200 | 400 | 250 | 500
204085887 | MRCOOL | MGM95SE045B3XA | 44000 | 95% | Yes | 100 | 200 | 150 | 300 | 200 | 400 | 250 | 500
204085892 | MRCOOL | MGD95SE045B3XA | 44000 | 95% | Yes | 100 | 200 | 150 | 300 | 200 | 400 | 250 | 500
204085888 | MRCOOL | MGM95SE070B3XA | 66000 | 95% | Yes | 100 | 200 | 150 | 300 | 200 | 400 | 250 | 500
204085893 | MRCOOL | MGD95SE070B4XA | 66000 | 95% | Yes | 100 | 200 | 150 | 300 | 200 | 400 | 250 | 500
204085889 | MRCOOL | MGM95SE090C4XA | 88000 | 95% | Yes | 100 | 200 | 150 | 300 | 200 | 400 | 250 | 500
204085894 | MRCOOL | MGD95SE090C4XA | 88000 | 95% | Yes | 100 | 200 | 150 | 300 | 200 | 400 | 250 | 500
204085890 | MRCOOL | MGM95SE110C5XA | 110000 | 95% | Yes | 100 | 200 | 150 | 300 | 200 | 400 | 250 | 500
204085896 | MRCOOL | MGD95SE110C5XA | 110000 | 95% | Yes | 100 | 200 | 150 | 300 | 200 | 400 | 250 | 500
204085891 | MRCOOL | MGM95SE135D5XA | 132000 | 95% | Yes | 100 | 200 | 150 | 300 | 200 | 400 | 250 | 500
209832547 | MRCOOL | MGD96SE090C4XA-* | 88000 | 96.1% | Yes | 100 | 200 | 200 | 400 | 200 | 400 | 250 | 500
209832548 | MRCOOL | MGD96SE110C5XA-* | 110000 | 96% | Yes | 100 | 200 | 200 | 400 | 200 | 400 | 250 | 500
209832540 | MRCOOL | MGM96SE045B3XA-* | 44000 | 96.6% | Yes | 100 | 200 | 200 | 400 | 200 | 400 | 250 | 500
209832541 | MRCOOL | MGM96SE070B3XA-* | 66000 | 96.1% | Yes | 100 | 200 | 200 | 400 | 200 | 400 | 250 | 500
209832542 | MRCOOL | MGM96SE090C4XA-* | 88000 | 96.3% | Yes | 100 | 200 | 200 | 400 | 200 | 400 | 250 | 500
209832543 | MRCOOL | MGM96SE110C5XA-* | 110000 | 96.4% | Yes | 100 | 200 | 200 | 400 | 200 | 400 | 250 | 500
209832544 | MRCOOL | MGM96SE135D5XA-* | 132000 | 96% | Yes | 100 | 200 | 200 | 400 | 200 | 400 | 250 | 500
209832545 | MRCOOL | MGD96SE045B3XA-* | 44000 | 96.1% | Yes | 100 | 200 | 200 | 400 | 200 | 400 | 250 | 500
209832546 | MRCOOL | MGD96SE070B4XA-* | 66000 | 96.1% | Yes | 100 | 200 | 200 | 400 | 200 | 400 | 250 | 500
5732672 | NAPOLEON | NBM060S2A | 60000 | 92.1% | No | 100 | 200 | 0 | 0 | 100 | 200 | 250 | 500
5732673 | NAPOLEON | NBM060S3A | 60000 | 92.1% | No | 100 | 200 | 0 | 0 | 100 | 200 | 250 | 500
5732671 | NAPOLEON | NBM040S3A | 40000 | 92.1% | No | 100 | 200 | 0 | 0 | 100 | 200 | 250 | 500
5732674 | NAPOLEON | NBM080S3A | 80000 | 92.1% | No | 100 | 200 | 0 | 0 | 100 | 200 | 250 | 500
204540515 | NAPOLEON | WPX030S2AA-N | 30000 | 95% | Yes | 100 | 200 | 150 | 300 | 200 | 400 | 250 | 500
7174380 | NAPOLEON | NPX030S2B | 30000 | 95% | Yes | 100 | 200 | 150 | 300 | 200 | 400 | 250 | 500
9118498 | NAPOLEON | NEV040T2A | 40000 | 95% | Yes | 100 | 200 | 150 | 300 | 200 | 400 | 250 | 500
7174381 | NAPOLEON | NPX040S2B | 40000 | 95% | Yes | 100 | 200 | 150 | 300 | 200 | 400 | 250 | 500
204038637 | NAPOLEON | WPX040S2AA-N | 40000 | 95% | Yes | 100 | 200 | 150 | 300 | 200 | 400 | 250 | 500
9118503 | NAPOLEON | NEV060T3A | 58000 | 95% | Yes | 100 | 200 | 150 | 300 | 200 | 400 | 250 | 500
7170835 | NAPOLEON | NPX060S3B | 60000 | 95% | Yes | 100 | 200 | 150 | 300 | 200 | 400 | 250 | 500
204038639 | NAPOLEON | WPX060S3AA-N | 60000 | 95% | Yes | 100 | 200 | 150 | 300 | 200 | 400 | 250 | 500
9118505 | NAPOLEON | NEV080T3A | 77000 | 95% | Yes | 100 | 200 | 150 | 300 | 200 | 400 | 250 | 500
9850380 | NAPOLEON | NEV080T4A | 77000 | 95% | Yes | 100 | 200 | 150 | 300 | 200 | 400 | 250 | 500
7170836 | NAPOLEON | NPX080S3B | 80000 | 95% | Yes | 100 | 200 | 150 | 300 | 200 | 400 | 250 | 500
204038641 | NAPOLEON | WPX080S3AA-N | 80000 | 95% | Yes | 100 | 200 | 150 | 300 | 200 | 400 | 250 | 500
204540517 | NAPOLEON | WPX100S5BA-N | 100000 | 95% | Yes | 100 | 200 | 150 | 300 | 200 | 400 | 250 | 500
7170838 | NAPOLEON | NPX100S5B | 100000 | 95% | Yes | 100 | 200 | 150 | 300 | 200 | 400 | 250 | 500
9850382 | NAPOLEON | NEV100T5A | 100000 | 95% | Yes | 100 | 200 | 150 | 300 | 200 | 400 | 250 | 500
7170839 | NAPOLEON | NPX120S5B | 120000 | 95% | Yes | 100 | 200 | 150 | 300 | 200 | 400 | 250 | 500
9850384 | NAPOLEON | NEV120T5A | 120000 | 95% | Yes | 100 | 200 | 150 | 300 | 200 | 400 | 250 | 500
7170829 | NAPOLEON | NPV040T2B | 40000 | 96% | Yes | 100 | 200 | 200 | 400 | 200 | 400 | 250 | 500
204014463 | NAPOLEON | WSX040T2AA-N | 40000 | 96% | Yes | 100 | 200 | 200 | 400 | 200 | 400 | 250 | 500
205417819 | NAPOLEON | WSX040T2AA-EN | 40000 | 96% | Yes | 100 | 200 | 200 | 400 | 200 | 400 | 250 | 500
204470470 | NAPOLEON | WUV040T2AA-N | 40000 | 97% | Yes | 100 | 200 | 200 | 400 | 200 | 400 | 250 | 500
7170840 | NAPOLEON | NUV040T2B | 40000 | 97% | Yes | 100 | 200 | 200 | 400 | 200 | 400 | 250 | 500
8383709 | NAPOLEON | NSX060T3B | 60000 | 96% | Yes | 100 | 200 | 200 | 400 | 200 | 400 | 250 | 500
203300136 | NAPOLEON | WSX060T3AA-N | 60000 | 96% | Yes | 100 | 200 | 200 | 400 | 200 | 400 | 250 | 500
7170830 | NAPOLEON | NPV060T3B | 60000 | 96% | Yes | 100 | 200 | 200 | 400 | 200 | 400 | 250 | 500
204038631 | NAPOLEON | WPV060T3AA-N | 60000 | 96% | Yes | 100 | 200 | 200 | 400 | 200 | 400 | 250 | 500
205417820 | NAPOLEON | WSX060T3AA-EN | 60000 | 96% | Yes | 100 | 200 | 200 | 400 | 200 | 400 | 250 | 500
8624432 | NAPOLEON | NSX040T2B | 40000 | 96% | Yes | 100 | 200 | 200 | 400 | 200 | 400 | 250 | 500
204470464 | NAPOLEON | WPV040T2AA-N | 40000 | 96% | Yes | 100 | 200 | 200 | 400 | 200 | 400 | 250 | 500
7170841 | NAPOLEON | NUV060T3B | 60000 | 97% | Yes | 100 | 200 | 200 | 400 | 200 | 400 | 250 | 500
204038625 | NAPOLEON | WUV060T3AA-N | 60000 | 97% | Yes | 100 | 200 | 200 | 400 | 200 | 400 | 250 | 500
8624434 | NAPOLEON | NSX080T3B | 80000 | 96% | Yes | 100 | 200 | 200 | 400 | 200 | 400 | 250 | 500
8624437 | NAPOLEON | NSX080T4B | 80000 | 96% | Yes | 100 | 200 | 200 | 400 | 200 | 400 | 250 | 500
203300137 | NAPOLEON | WSX080T3AA-N | 80000 | 96% | Yes | 100 | 200 | 200 | 400 | 200 | 400 | 250 | 500
204470466 | NAPOLEON | WPV080T4BA-N | 80000 | 96% | Yes | 100 | 200 | 200 | 400 | 200 | 400 | 250 | 500
7170831 | NAPOLEON | NPV080T3B | 80000 | 96% | Yes | 100 | 200 | 200 | 400 | 200 | 400 | 250 | 500
7170832 | NAPOLEON | NPV080T4B | 80000 | 96% | Yes | 100 | 200 | 200 | 400 | 200 | 400 | 250 | 500
204038633 | NAPOLEON | WPV080T3AA-N | 80000 | 96% | Yes | 100 | 200 | 200 | 400 | 200 | 400 | 250 | 500
205417821 | NAPOLEON | WSX080T3AA-EN | 80000 | 96% | Yes | 100 | 200 | 200 | 400 | 200 | 400 | 250 | 500
204470472 | NAPOLEON | WUV080T4BA-N | 80000 | 97% | Yes | 100 | 200 | 200 | 400 | 200 | 400 | 250 | 500
7170842 | NAPOLEON | NUV080T3B | 80000 | 97% | Yes | 100 | 200 | 200 | 400 | 200 | 400 | 250 | 500
7173897 | NAPOLEON | NUV080T4B | 80000 | 97% | Yes | 100 | 200 | 200 | 400 | 200 | 400 | 250 | 500
204038627 | NAPOLEON | WUV080T3AA-N | 80000 | 97% | Yes | 100 | 200 | 200 | 400 | 200 | 400 | 250 | 500
7170843 | NAPOLEON | NUV100T5B | 100000 | 97% | Yes | 100 | 200 | 200 | 400 | 200 | 400 | 250 | 500
204038629 | NAPOLEON | WUV100T5BA-N | 100000 | 97% | Yes | 100 | 200 | 200 | 400 | 200 | 400 | 250 | 500
8624438 | NAPOLEON | NSX100T5B | 100000 | 96% | Yes | 100 | 200 | 200 | 400 | 200 | 400 | 250 | 500
7170833 | NAPOLEON | NPV100T5B | 100000 | 96% | Yes | 100 | 200 | 200 | 400 | 200 | 400 | 250 | 500
204038635 | NAPOLEON | WPV100T5BA-N | 100000 | 96% | Yes | 100 | 200 | 200 | 400 | 200 | 400 | 250 | 500
204470474 | NAPOLEON | WUV120T5BA-N | 120000 | 97% | Yes | 100 | 200 | 200 | 400 | 200 | 400 | 250 | 500
7170844 | NAPOLEON | NUV120T5B | 120000 | 97% | Yes | 100 | 200 | 200 | 400 | 200 | 400 | 250 | 500
8624441 | NAPOLEON | NSX120T5B | 120000 | 96% | Yes | 100 | 200 | 200 | 400 | 200 | 400 | 250 | 500
204470468 | NAPOLEON | WPV120T5BA-N | 120000 | 96% | Yes | 100 | 200 | 200 | 400 | 200 | 400 | 250 | 500
7170834 | NAPOLEON | NPV120T5B | 120000 | 96% | Yes | 100 | 200 | 200 | 400 | 200 | 400 | 250 | 500
207436296 | NAPOLEON | WPV035T2AA-N | 35000 | 96% | Yes | 100 | 200 | 200 | 400 | 200 | 400 | 250 | 500
207436298 | NAPOLEON | WPV050T3AA-N | 53000 | 96% | Yes | 100 | 200 | 200 | 400 | 200 | 400 | 250 | 500
207436299 | NAPOLEON | WPV070T3AA-N | 70000 | 96% | Yes | 100 | 200 | 200 | 400 | 200 | 400 | 250 | 500
207436301 | NAPOLEON | WPV070T4BA-N | 70000 | 96% | Yes | 100 | 200 | 200 | 400 | 200 | 400 | 250 | 500
207436303 | NAPOLEON | WPV090T5BA-N | 88000 | 96% | Yes | 100 | 200 | 200 | 400 | 200 | 400 | 250 | 500
207436304 | NAPOLEON | WPV105T5BA-N | 105000 | 96% | Yes | 100 | 200 | 200 | 400 | 200 | 400 | 250 | 500
207436313 | NAPOLEON | WUV035T2AA-N | 35000 | 97% | Yes | 100 | 200 | 200 | 400 | 200 | 400 | 250 | 500
207436315 | NAPOLEON | WUV050T3AA-N | 53000 | 97% | Yes | 100 | 200 | 200 | 400 | 200 | 400 | 250 | 500
207436316 | NAPOLEON | WUV070T3AA-N | 70000 | 97% | Yes | 100 | 200 | 200 | 400 | 200 | 400 | 250 | 500
207436317 | NAPOLEON | WUV070T4BA-N | 70000 | 97% | Yes | 100 | 200 | 200 | 400 | 200 | 400 | 250 | 500
207436318 | NAPOLEON | WUV090T5BA-N | 88000 | 97% | Yes | 100 | 200 | 200 | 400 | 200 | 400 | 250 | 500
207436319 | NAPOLEON | WUV105T5BA-N | 105000 | 97% | Yes | 100 | 200 | 200 | 400 | 200 | 400 | 250 | 500
207727167 | NAPOLEON | WSX040T2AB-N | 40000 | 96% | Yes | 100 | 200 | 200 | 400 | 200 | 400 | 250 | 500
207727169 | NAPOLEON | WSX060T3AB-N | 60000 | 96% | Yes | 100 | 200 | 200 | 400 | 200 | 400 | 250 | 500
207727171 | NAPOLEON | WSX080T3AB-N | 80000 | 96% | Yes | 100 | 200 | 200 | 400 | 200 | 400 | 250 | 500
213301707 | Navien | NPF700-060U3BH | 60000 | 97% | Yes | 100 | 200 | 200 | 400 | 200 | 400 | 250 | 500
213301708 | Navien | NPF700-100U5CH | 100000 | 97% | Yes | 100 | 200 | 200 | 400 | 200 | 400 | 250 | 500
213918723 | Navien | NPF700-060H3BH | 60000 | 97% | Yes | 100 | 200 | 200 | 400 | 200 | 400 | 250 | 500
213918724 | Navien | NPF700-100H5CH | 100000 | 97% | Yes | 100 | 200 | 200 | 400 | 200 | 400 | 250 | 500
8237479 | NORDYNE | G7TC 060*-VB* | 60000 | 95.1% | Yes | 100 | 200 | 150 | 300 | 200 | 400 | 250 | 500
8237480 | NORDYNE | G7TC 080*-VC* | 80000 | 95.1% | Yes | 100 | 200 | 150 | 300 | 200 | 400 | 250 | 500
8237481 | NORDYNE | G7TC 100*-VC* | 100000 | 95.1% | Yes | 100 | 200 | 150 | 300 | 200 | 400 | 250 | 500
8237482 | NORDYNE | G7TC 120*-VD* | 120000 | 95.1% | Yes | 100 | 200 | 150 | 300 | 200 | 400 | 250 | 500
202212145 | NORTEK GLOBAL HVAC LLC | M4RC 090D-35C | 90000 | 92% | No | 100 | 200 | 0 | 0 | 100 | 200 | 250 | 500
202212147 | NORTEK GLOBAL HVAC LLC | M4RL 090D-35C | 90000 | 92% | No | 100 | 200 | 0 | 0 | 100 | 200 | 250 | 500
202262168 | NORTEK GLOBAL HVAC LLC | G7SC 120D-45D* | 120000 | 92% | No | 100 | 200 | 0 | 0 | 100 | 200 | 250 | 500
202262166 | NORTEK GLOBAL HVAC LLC | G7SC 090D-35C* | 90000 | 92% | No | 100 | 200 | 0 | 0 | 100 | 200 | 250 | 500
202212130 | NORTEK GLOBAL HVAC LLC | G7SD 072D-35C* | 72000 | 95% | No | 100 | 200 | 0 | 0 | 100 | 200 | 250 | 500
202212150 | NORTEK GLOBAL HVAC LLC | M7RL 072A *** | 72000 | 95% | No | 100 | 200 | 0 | 0 | 100 | 200 | 250 | 500
202212155 | NORTEK GLOBAL HVAC LLC | CMF95 072 PG | 72000 | 95% | No | 100 | 200 | 0 | 0 | 100 | 200 | 250 | 500
202212148 | NORTEK GLOBAL HVAC LLC | M7RL 045A *** | 45000 | 95% | No | 100 | 200 | 0 | 0 | 100 | 200 | 250 | 500
202212154 | NORTEK GLOBAL HVAC LLC | CMF95 045 PG | 45000 | 95% | No | 100 | 200 | 0 | 0 | 100 | 200 | 250 | 500
202212124 | NORTEK GLOBAL HVAC LLC | G7SC 054D-24B* | 54000 | 92% | No | 100 | 200 | 0 | 0 | 100 | 200 | 250 | 500
202212131 | NORTEK GLOBAL HVAC LLC | G7SL 054D-24B* | 54000 | 92% | No | 100 | 200 | 0 | 0 | 100 | 200 | 250 | 500
202212143 | NORTEK GLOBAL HVAC LLC | M4RC 054D-24B | 54000 | 92% | No | 100 | 200 | 0 | 0 | 100 | 200 | 250 | 500
202212129 | NORTEK GLOBAL HVAC LLC | G7SD 054D-24B* | 54000 | 95% | No | 100 | 200 | 0 | 0 | 100 | 200 | 250 | 500
202212134 | NORTEK GLOBAL HVAC LLC | G7SM 054D-24B* | 54000 | 95% | No | 100 | 200 | 0 | 0 | 100 | 200 | 250 | 500
202262172 | NORTEK GLOBAL HVAC LLC | G7SL 120D-45D* | 120000 | 92% | No | 100 | 200 | 0 | 0 | 100 | 200 | 250 | 500
202212133 | NORTEK GLOBAL HVAC LLC | G7SL 090D-35C* | 90000 | 92% | No | 100 | 200 | 0 | 0 | 100 | 200 | 250 | 500
202212146 | NORTEK GLOBAL HVAC LLC | M4RC 108D-45D | 108000 | 92% | No | 100 | 200 | 0 | 0 | 100 | 200 | 250 | 500
202262167 | NORTEK GLOBAL HVAC LLC | G7SC 108D-45D* | 108000 | 92% | No | 100 | 200 | 0 | 0 | 100 | 200 | 250 | 500
202212149 | NORTEK GLOBAL HVAC LLC | M7RL 060A *** | 60000 | 95% | No | 100 | 200 | 0 | 0 | 100 | 200 | 250 | 500
202262173 | NORTEK GLOBAL HVAC LLC | G7SM 072D-35C* | 72000 | 95% | No | 100 | 200 | 0 | 0 | 100 | 200 | 250 | 500
202212125 | NORTEK GLOBAL HVAC LLC | G7SC 072D-24B* | 72000 | 92% | No | 100 | 200 | 0 | 0 | 100 | 200 | 250 | 500
202212126 | NORTEK GLOBAL HVAC LLC | G7SC 072D-35C* | 72000 | 92% | No | 100 | 200 | 0 | 0 | 100 | 200 | 250 | 500
202212132 | NORTEK GLOBAL HVAC LLC | G7SL 072D-24B* | 72000 | 92% | No | 100 | 200 | 0 | 0 | 100 | 200 | 250 | 500
202212144 | NORTEK GLOBAL HVAC LLC | M4RC 072D-35C | 72000 | 92% | No | 100 | 200 | 0 | 0 | 100 | 200 | 250 | 500
202262169 | NORTEK GLOBAL HVAC LLC | G7SD 090D-35C* | 90000 | 95% | No | 100 | 200 | 0 | 0 | 100 | 200 | 250 | 500
202262174 | NORTEK GLOBAL HVAC LLC | G7SM 090D-35C* | 90000 | 95% | No | 100 | 200 | 0 | 0 | 100 | 200 | 250 | 500
202262170 | NORTEK GLOBAL HVAC LLC | G7SD 108D-45D* | 108000 | 95% | No | 100 | 200 | 0 | 0 | 100 | 200 | 250 | 500
202212123 | NORTEK GLOBAL HVAC LLC | G7SC 038D-23A* | 38000 | 92% | No | 100 | 200 | 0 | 0 | 100 | 200 | 250 | 500
202212128 | NORTEK GLOBAL HVAC LLC | G7SD 038D-24B* | 38000 | 95% | No | 100 | 200 | 0 | 0 | 100 | 200 | 250 | 500
202262175 | NORTEK GLOBAL HVAC LLC | G7SM 118D-45D* | 118000 | 95% | No | 100 | 200 | 0 | 0 | 100 | 200 | 250 | 500
202262171 | NORTEK GLOBAL HVAC LLC | G7SD 120D-45D* | 120000 | 94.3% | No | 100 | 200 | 0 | 0 | 100 | 200 | 250 | 500
205078697 | NORTEK GLOBAL HVAC LLC | G7SC-038D-T23A1 | 38000 | 92.1% | Yes | 100 | 200 | 100 | 200 | 200 | 400 | 250 | 500
205126686 | NORTEK GLOBAL HVAC LLC | MG3P-054U1AAB* | 54000 | 92.1% | Yes | 100 | 200 | 100 | 200 | 200 | 400 | 250 | 500
205126687 | NORTEK GLOBAL HVAC LLC | MG3P-054U1*AB* | 54000 | 92.1% | Yes | 100 | 200 | 100 | 200 | 200 | 400 | 250 | 500
204747323 | NORTEK GLOBAL HVAC LLC | G7SC-054D-T24B* | 54000 | 92% | Yes | 100 | 200 | 100 | 200 | 200 | 400 | 250 | 500
205128856 | NORTEK GLOBAL HVAC LLC | G7SL-072D-T24B* | 72000 | 92.1% | Yes | 100 | 200 | 100 | 200 | 200 | 400 | 250 | 500
205234636 | NORTEK GLOBAL HVAC LLC | G7SC-072D-T35C* | 72000 | 92.1% | Yes | 100 | 200 | 100 | 200 | 200 | 400 | 250 | 500
205234638 | NORTEK GLOBAL HVAC LLC | MG3P-072U1AAC* | 72000 | 92.1% | Yes | 100 | 200 | 100 | 200 | 200 | 400 | 250 | 500
205234639 | NORTEK GLOBAL HVAC LLC | MG3P-072U1*AC* | 72000 | 92.1% | Yes | 100 | 200 | 100 | 200 | 200 | 400 | 250 | 500
205234634 | NORTEK GLOBAL HVAC LLC | G7SC-108D-T45D* | 108000 | 92.1% | Yes | 100 | 200 | 100 | 200 | 200 | 400 | 250 | 500
205234640 | NORTEK GLOBAL HVAC LLC | MG3P-108U1AAD* | 108000 | 92.1% | Yes | 100 | 200 | 100 | 200 | 200 | 400 | 250 | 500
205234641 | NORTEK GLOBAL HVAC LLC | MG3P-108U1*AD* | 108000 | 92.1% | Yes | 100 | 200 | 100 | 200 | 200 | 400 | 250 | 500
205116124 | NORTEK GLOBAL HVAC LLC | G7SC-090D-T35C1 | 90000 | 92.1% | Yes | 100 | 200 | 100 | 200 | 200 | 400 | 250 | 500
204835617 | NORTEK GLOBAL HVAC LLC | G7SC-072D-T24B1 | 72000 | 92% | Yes | 100 | 200 | 100 | 200 | 200 | 400 | 250 | 500
205126688 | NORTEK GLOBAL HVAC LLC | MG3P-090U1AAC* | 90000 | 92.1% | Yes | 100 | 200 | 100 | 200 | 200 | 400 | 250 | 500
205126689 | NORTEK GLOBAL HVAC LLC | MG3P-090U1*AC* | 90000 | 92.1% | Yes | 100 | 200 | 100 | 200 | 200 | 400 | 250 | 500
205147055 | NORTEK GLOBAL HVAC LLC | G7SC-120D-T45D* | 120000 | 92.1% | Yes | 100 | 200 | 100 | 200 | 200 | 400 | 250 | 500
204036761 | NORTEK GLOBAL HVAC LLC | G7TC-060D-V24B1 | 60000 | 95% | Yes | 100 | 200 | 150 | 300 | 200 | 400 | 250 | 500
204036782 | NORTEK GLOBAL HVAC LLC | G7TC-060*-E24B1 | 60000 | 95% | Yes | 100 | 200 | 150 | 300 | 200 | 400 | 250 | 500
204036783 | NORTEK GLOBAL HVAC LLC | G7TC-060*-V24B1 | 60000 | 95% | Yes | 100 | 200 | 150 | 300 | 200 | 400 | 250 | 500
202212152 | NORTEK GLOBAL HVAC LLC | M7TL 060A *** | 60000 | 95% | Yes | 100 | 200 | 150 | 300 | 200 | 400 | 250 | 500
204600147 | NORTEK GLOBAL HVAC LLC | MG2R-045T1A*M* | 45000 | 95% | Yes | 100 | 200 | 150 | 300 | 200 | 400 | 250 | 500
204600150 | NORTEK GLOBAL HVAC LLC | MG2R-045F1**M* | 45000 | 95% | Yes | 100 | 200 | 150 | 300 | 200 | 400 | 250 | 500
204600154 | NORTEK GLOBAL HVAC LLC | MG2R-045T1**M* | 45000 | 95% | Yes | 100 | 200 | 150 | 300 | 200 | 400 | 250 | 500
205287713 | NORTEK GLOBAL HVAC LLC | CMF95-045T-PG | 45000 | 95% | Yes | 100 | 200 | 150 | 300 | 200 | 400 | 250 | 500
202212151 | NORTEK GLOBAL HVAC LLC | M7TL 045A *** | 45000 | 95% | Yes | 100 | 200 | 150 | 300 | 200 | 400 | 250 | 500
205360145 | NORTEK GLOBAL HVAC LLC | G7SD-038D-T24B1 | 38000 | 95% | Yes | 100 | 200 | 150 | 300 | 200 | 400 | 250 | 500
202212127 | NORTEK GLOBAL HVAC LLC | G7SD 038D-23EB* | 38000 | 95% | Yes | 100 | 200 | 150 | 300 | 200 | 400 | 250 | 500
205147057 | NORTEK GLOBAL HVAC LLC | G7SD-054D-T24B1 | 54000 | 95% | Yes | 100 | 200 | 150 | 300 | 200 | 400 | 250 | 500
202212177 | NORTEK GLOBAL HVAC LLC | G7SD 054D-23EB* | 54000 | 95% | Yes | 100 | 200 | 150 | 300 | 200 | 400 | 250 | 500
205464008 | NORTEK GLOBAL HVAC LLC | G7SM-054D-T24B* | 54000 | 95% | Yes | 100 | 200 | 150 | 300 | 200 | 400 | 250 | 500
205360146 | NORTEK GLOBAL HVAC LLC | G7SD-038*-T24B1 | 38000 | 94% | Yes | 100 | 200 | 150 | 300 | 200 | 400 | 250 | 500
204600144 | NORTEK GLOBAL HVAC LLC | MG2R-045F1A*M* | 45000 | 95% | Yes | 100 | 200 | 150 | 300 | 200 | 400 | 250 | 500
204036760 | NORTEK GLOBAL HVAC LLC | G7TC-060D-E24B1 | 60000 | 95% | Yes | 100 | 200 | 150 | 300 | 200 | 400 | 250 | 500
202212211 | NORTEK GLOBAL HVAC LLC | G7TC 060D-24B* | 60000 | 95% | Yes | 100 | 200 | 150 | 300 | 200 | 400 | 250 | 500
202212212 | NORTEK GLOBAL HVAC LLC | G7TC 060D-VB* | 60000 | 95% | Yes | 100 | 200 | 150 | 300 | 200 | 400 | 250 | 500
204600146 | NORTEK GLOBAL HVAC LLC | MG2R-072F1A*M* | 72000 | 95% | Yes | 100 | 200 | 150 | 300 | 200 | 400 | 250 | 500
205282673 | NORTEK GLOBAL HVAC LLC | G7SD-072D-T35C* | 72000 | 95% | Yes | 100 | 200 | 150 | 300 | 200 | 400 | 250 | 500
205287714 | NORTEK GLOBAL HVAC LLC | CMF95-072T-PG | 72000 | 95% | Yes | 100 | 200 | 150 | 300 | 200 | 400 | 250 | 500
202212153 | NORTEK GLOBAL HVAC LLC | M7TL 072A *** | 72000 | 95% | Yes | 100 | 200 | 150 | 300 | 200 | 400 | 250 | 500
202212178 | NORTEK GLOBAL HVAC LLC | G7SD 072D-35EC* | 72000 | 95% | Yes | 100 | 200 | 150 | 300 | 200 | 400 | 250 | 500
204600155 | NORTEK GLOBAL HVAC LLC | MG2R-060T1**M* | 60000 | 95% | Yes | 100 | 200 | 150 | 300 | 200 | 400 | 250 | 500
204600149 | NORTEK GLOBAL HVAC LLC | MG2R-072T1A*M* | 72000 | 95% | Yes | 100 | 200 | 150 | 300 | 200 | 400 | 250 | 500
204600153 | NORTEK GLOBAL HVAC LLC | MG2R-072F1**M* | 72000 | 95% | Yes | 100 | 200 | 150 | 300 | 200 | 400 | 250 | 500
204600145 | NORTEK GLOBAL HVAC LLC | MG2R-060F1A*M* | 60000 | 95% | Yes | 100 | 200 | 150 | 300 | 200 | 400 | 250 | 500
204600148 | NORTEK GLOBAL HVAC LLC | MG2R-060T1A*M* | 60000 | 95% | Yes | 100 | 200 | 150 | 300 | 200 | 400 | 250 | 500
204600156 | NORTEK GLOBAL HVAC LLC | MG2R-072T1**M* | 72000 | 95% | Yes | 100 | 200 | 150 | 300 | 200 | 400 | 250 | 500
204600152 | NORTEK GLOBAL HVAC LLC | MG2R-060F1**M* | 60000 | 95% | Yes | 100 | 200 | 150 | 300 | 200 | 400 | 250 | 500
202262485 | NORTEK GLOBAL HVAC LLC | G7TL 060D-24B* | 60000 | 95.1% | Yes | 100 | 200 | 150 | 300 | 200 | 400 | 250 | 500
204036762 | NORTEK GLOBAL HVAC LLC | G7TC-080D-E35C1 | 80000 | 95% | Yes | 100 | 200 | 150 | 300 | 200 | 400 | 250 | 500
204036763 | NORTEK GLOBAL HVAC LLC | G7TC-080D-V35C1 | 80000 | 95% | Yes | 100 | 200 | 150 | 300 | 200 | 400 | 250 | 500
204036784 | NORTEK GLOBAL HVAC LLC | G7TC-080*-E35C1 | 80000 | 95% | Yes | 100 | 200 | 150 | 300 | 200 | 400 | 250 | 500
204036785 | NORTEK GLOBAL HVAC LLC | G7TC-080*-V35C1 | 80000 | 95% | Yes | 100 | 200 | 150 | 300 | 200 | 400 | 250 | 500
202212213 | NORTEK GLOBAL HVAC LLC | G7TC 080D-35C* | 80000 | 95% | Yes | 100 | 200 | 150 | 300 | 200 | 400 | 250 | 500
202212214 | NORTEK GLOBAL HVAC LLC | G7TC 080D-VC* | 80000 | 95% | Yes | 100 | 200 | 150 | 300 | 200 | 400 | 250 | 500
202262486 | NORTEK GLOBAL HVAC LLC | G7TL 080D-35C* | 80000 | 95.1% | Yes | 100 | 200 | 150 | 300 | 200 | 400 | 250 | 500
205360149 | NORTEK GLOBAL HVAC LLC | G7SD-090*-T35C1 | 85000 | 94% | Yes | 100 | 200 | 150 | 300 | 200 | 400 | 250 | 500
205360148 | NORTEK GLOBAL HVAC LLC | G7SD-090D-T35C1 | 85000 | 95% | Yes | 100 | 200 | 150 | 300 | 200 | 400 | 250 | 500
202212179 | NORTEK GLOBAL HVAC LLC | G7SD 090D-35EC* | 90000 | 95% | Yes | 100 | 200 | 150 | 300 | 200 | 400 | 250 | 500
204036764 | NORTEK GLOBAL HVAC LLC | G7TC-100D-E35C1 | 100000 | 95% | Yes | 100 | 200 | 150 | 300 | 200 | 400 | 250 | 500
204036765 | NORTEK GLOBAL HVAC LLC | G7TC-100D-V35C1 | 100000 | 95% | Yes | 100 | 200 | 150 | 300 | 200 | 400 | 250 | 500
204036786 | NORTEK GLOBAL HVAC LLC | G7TC-100*-E35C1 | 100000 | 95% | Yes | 100 | 200 | 150 | 300 | 200 | 400 | 250 | 500
204036787 | NORTEK GLOBAL HVAC LLC | G7TC-100*-V35C1 | 100000 | 95% | Yes | 100 | 200 | 150 | 300 | 200 | 400 | 250 | 500
202212215 | NORTEK GLOBAL HVAC LLC | G7TC 100D-35C* | 100000 | 95% | Yes | 100 | 200 | 150 | 300 | 200 | 400 | 250 | 500
202212216 | NORTEK GLOBAL HVAC LLC | G7TC 100D-VC* | 100000 | 95% | Yes | 100 | 200 | 150 | 300 | 200 | 400 | 250 | 500
202262487 | NORTEK GLOBAL HVAC LLC | G7TL 100D-35C* | 100000 | 95.1% | Yes | 100 | 200 | 150 | 300 | 200 | 400 | 250 | 500
205281349 | NORTEK GLOBAL HVAC LLC | G7SD-108D-T45D1 | 108000 | 95% | Yes | 100 | 200 | 150 | 300 | 200 | 400 | 250 | 500
202212180 | NORTEK GLOBAL HVAC LLC | G7SD 108D-35ED* | 108000 | 95% | Yes | 100 | 200 | 150 | 300 | 200 | 400 | 250 | 500
202212181 | NORTEK GLOBAL HVAC LLC | G7SD 120D-35ED* | 120000 | 94.3% | Yes | 100 | 200 | 150 | 300 | 200 | 400 | 250 | 500
202262488 | NORTEK GLOBAL HVAC LLC | G7TL 120D-45D* | 120000 | 94.8% | Yes | 100 | 200 | 150 | 300 | 200 | 400 | 250 | 500
204036766 | NORTEK GLOBAL HVAC LLC | G7TC-120D-E45D1 | 120000 | 95% | Yes | 100 | 200 | 150 | 300 | 200 | 400 | 250 | 500
204036788 | NORTEK GLOBAL HVAC LLC | G7TC-120*-E45D1 | 120000 | 95% | Yes | 100 | 200 | 150 | 300 | 200 | 400 | 250 | 500
202212217 | NORTEK GLOBAL HVAC LLC | G7TC 120D-45D* | 120000 | 95% | Yes | 100 | 200 | 150 | 300 | 200 | 400 | 250 | 500
202212218 | NORTEK GLOBAL HVAC LLC | G7TC 120D-VD* | 120000 | 95% | Yes | 100 | 200 | 150 | 300 | 200 | 400 | 250 | 500
204014399 | NORTEK GLOBAL HVAC LLC | MG2S-045F2*BM* | 45000 | 96% | Yes | 100 | 200 | 200 | 400 | 200 | 400 | 250 | 500
204014400 | NORTEK GLOBAL HVAC LLC | MG2S-045T2*BM* | 45000 | 96% | Yes | 100 | 200 | 200 | 400 | 200 | 400 | 250 | 500
203049481 | NORTEK GLOBAL HVAC LLC | MG2S-045F2ABM* | 45000 | 96% | Yes | 100 | 200 | 200 | 400 | 200 | 400 | 250 | 500
203049484 | NORTEK GLOBAL HVAC LLC | MG2S-045T2ABM* | 45000 | 96% | Yes | 100 | 200 | 200 | 400 | 200 | 400 | 250 | 500
204036767 | NORTEK GLOBAL HVAC LLC | G7TE-060D-E24B1 | 60000 | 96% | Yes | 100 | 200 | 200 | 400 | 200 | 400 | 250 | 500
204036771 | NORTEK GLOBAL HVAC LLC | G7TN-060D-E24B1 | 60000 | 96% | Yes | 100 | 200 | 200 | 400 | 200 | 400 | 250 | 500
204014403 | NORTEK GLOBAL HVAC LLC | MG2S-072F2*BM* | 72000 | 96% | Yes | 100 | 200 | 200 | 400 | 200 | 400 | 250 | 500
204014405 | NORTEK GLOBAL HVAC LLC | MG2S-072T2*BM* | 72000 | 96% | Yes | 100 | 200 | 200 | 400 | 200 | 400 | 250 | 500
203049492 | NORTEK GLOBAL HVAC LLC | MG2S-072F2ABM* | 72000 | 96% | Yes | 100 | 200 | 200 | 400 | 200 | 400 | 250 | 500
203049493 | NORTEK GLOBAL HVAC LLC | MG2S-072T2ABM* | 72000 | 96% | Yes | 100 | 200 | 200 | 400 | 200 | 400 | 250 | 500
204036768 | NORTEK GLOBAL HVAC LLC | G7TE-080D-E35C1 | 80000 | 96% | Yes | 100 | 200 | 200 | 400 | 200 | 400 | 250 | 500
204036769 | NORTEK GLOBAL HVAC LLC | G7TE-080D-V35C1 | 80000 | 96% | Yes | 100 | 200 | 200 | 400 | 200 | 400 | 250 | 500
204036773 | NORTEK GLOBAL HVAC LLC | G7TN-080D-E35C1 | 80000 | 96% | Yes | 100 | 200 | 200 | 400 | 200 | 400 | 250 | 500
204036774 | NORTEK GLOBAL HVAC LLC | G7TN-080D-V35C1 | 80000 | 96% | Yes | 100 | 200 | 200 | 400 | 200 | 400 | 250 | 500
202212221 | NORTEK GLOBAL HVAC LLC | G7TE 080D-35C* | 80000 | 96% | Yes | 100 | 200 | 200 | 400 | 200 | 400 | 250 | 500
202212222 | NORTEK GLOBAL HVAC LLC | G7TE 080D-VC* | 80000 | 96% | Yes | 100 | 200 | 200 | 400 | 200 | 400 | 250 | 500
202212229 | NORTEK GLOBAL HVAC LLC | G7TN 080D-35C* | 80000 | 96% | Yes | 100 | 200 | 200 | 400 | 200 | 400 | 250 | 500
202212230 | NORTEK GLOBAL HVAC LLC | G7TN 080D-VC* | 80000 | 96% | Yes | 100 | 200 | 200 | 400 | 200 | 400 | 250 | 500
204036772 | NORTEK GLOBAL HVAC LLC | G7TN-060D-V24B1 | 60000 | 96% | Yes | 100 | 200 | 200 | 400 | 200 | 400 | 250 | 500
202212219 | NORTEK GLOBAL HVAC LLC | G7TE 060D-24B* | 60000 | 96% | Yes | 100 | 200 | 200 | 400 | 200 | 400 | 250 | 500
202212220 | NORTEK GLOBAL HVAC LLC | G7TE 060D-VB* | 60000 | 96% | Yes | 100 | 200 | 200 | 400 | 200 | 400 | 250 | 500
202212227 | NORTEK GLOBAL HVAC LLC | G7TN 060D-24B* | 60000 | 96% | Yes | 100 | 200 | 200 | 400 | 200 | 400 | 250 | 500
202212228 | NORTEK GLOBAL HVAC LLC | G7TN 060D-VB* | 60000 | 96% | Yes | 100 | 200 | 200 | 400 | 200 | 400 | 250 | 500
204014401 | NORTEK GLOBAL HVAC LLC | MG2S-060F2*BM* | 60000 | 96% | Yes | 100 | 200 | 200 | 400 | 200 | 400 | 250 | 500
204014402 | NORTEK GLOBAL HVAC LLC | MG2S-060T2*BM* | 60000 | 96% | Yes | 100 | 200 | 200 | 400 | 200 | 400 | 250 | 500
205573454 | NORTEK GLOBAL HVAC LLC | G7TE-060D-V24B1 | 60000 | 96% | Yes | 100 | 200 | 200 | 400 | 200 | 400 | 250 | 500
203049486 | NORTEK GLOBAL HVAC LLC | MG2S-060F2ABM* | 60000 | 96% | Yes | 100 | 200 | 200 | 400 | 200 | 400 | 250 | 500
203049489 | NORTEK GLOBAL HVAC LLC | MG2S-060T2ABM* | 60000 | 96% | Yes | 100 | 200 | 200 | 400 | 200 | 400 | 250 | 500
205411087 | NORTEK GLOBAL HVAC LLC | G7TE-100D-V35C1 | 100000 | 96% | Yes | 100 | 200 | 200 | 400 | 200 | 400 | 250 | 500
204036770 | NORTEK GLOBAL HVAC LLC | G7TE-100D-E35C1 | 100000 | 96% | Yes | 100 | 200 | 200 | 400 | 200 | 400 | 250 | 500
204036775 | NORTEK GLOBAL HVAC LLC | G7TN-100D-E35C1 | 100000 | 96% | Yes | 100 | 200 | 200 | 400 | 200 | 400 | 250 | 500
202212223 | NORTEK GLOBAL HVAC LLC | G7TE 100D-35C* | 100000 | 96% | Yes | 100 | 200 | 200 | 400 | 200 | 400 | 250 | 500
202212224 | NORTEK GLOBAL HVAC LLC | G7TE 100D-VC* | 100000 | 96% | Yes | 100 | 200 | 200 | 400 | 200 | 400 | 250 | 500
202212231 | NORTEK GLOBAL HVAC LLC | G7TN 100D-35C* | 100000 | 96% | Yes | 100 | 200 | 200 | 400 | 200 | 400 | 250 | 500
202212232 | NORTEK GLOBAL HVAC LLC | G7TN 100D-VC* | 100000 | 96% | Yes | 100 | 200 | 200 | 400 | 200 | 400 | 250 | 500
204036776 | NORTEK GLOBAL HVAC LLC | G7TN-115D-E45D1 | 115000 | 96% | Yes | 100 | 200 | 200 | 400 | 200 | 400 | 250 | 500
204036777 | NORTEK GLOBAL HVAC LLC | G7TN-115D-V45D1 | 115000 | 96% | Yes | 100 | 200 | 200 | 400 | 200 | 400 | 250 | 500
202212225 | NORTEK GLOBAL HVAC LLC | G7TE 115D-45D* | 115000 | 96% | Yes | 100 | 200 | 200 | 400 | 200 | 400 | 250 | 500
202212226 | NORTEK GLOBAL HVAC LLC | G7TE 115D-VD* | 115000 | 96% | Yes | 100 | 200 | 200 | 400 | 200 | 400 | 250 | 500
202212233 | NORTEK GLOBAL HVAC LLC | G7TN 115D-45D* | 115000 | 96% | Yes | 100 | 200 | 200 | 400 | 200 | 400 | 250 | 500
202212234 | NORTEK GLOBAL HVAC LLC | G7TN 115D-VD* | 115000 | 96% | Yes | 100 | 200 | 200 | 400 | 200 | 400 | 250 | 500
207456043 | NORTEK GLOBAL HVAC LLC | G7TE-060D-V24BP | 60000 | 96% | Yes | 100 | 200 | 200 | 400 | 200 | 400 | 250 | 500
207456044 | NORTEK GLOBAL HVAC LLC | G7TN-100D-V35CP | 100000 | 96% | Yes | 100 | 200 | 200 | 400 | 200 | 400 | 250 | 500
207456074 | NORTEK GLOBAL HVAC LLC | G7TE-115D-E45DP | 115000 | 96% | Yes | 100 | 200 | 200 | 400 | 200 | 400 | 250 | 500
207456075 | NORTEK GLOBAL HVAC LLC | G7TE-115D-V45DP | 115000 | 96% | Yes | 100 | 200 | 200 | 400 | 200 | 400 | 250 | 500
209430486 | NORTEK GLOBAL HVAC LLC | R104HD-X24K060C | 60000 | 95% | Yes | 100 | 200 | 150 | 300 | 200 | 400 | 250 | 500
209430487 | NORTEK GLOBAL HVAC LLC | R104HD-X30K060C | 60000 | 95% | Yes | 100 | 200 | 150 | 300 | 200 | 400 | 250 | 500
209430488 | NORTEK GLOBAL HVAC LLC | R104HD-X36K080C | 80000 | 95% | Yes | 100 | 200 | 150 | 300 | 200 | 400 | 250 | 500
209430489 | NORTEK GLOBAL HVAC LLC | R104HD-X42K080C | 80000 | 95% | Yes | 100 | 200 | 150 | 300 | 200 | 400 | 250 | 500
209430490 | NORTEK GLOBAL HVAC LLC | R104HD-X48K096C | 96000 | 95% | Yes | 100 | 200 | 150 | 300 | 200 | 400 | 250 | 500
209430491 | NORTEK GLOBAL HVAC LLC | R104HD-X60K096C | 96000 | 95% | Yes | 100 | 200 | 150 | 300 | 200 | 400 | 250 | 500
207456095 | NORTEK GLOBAL HVAC LLC | G7SD-120D-T45DP | 115000 | 95% | Yes | 100 | 200 | 150 | 300 | 200 | 400 | 250 | 500
207456105 | NORTEK GLOBAL HVAC LLC | G7TE-035D-E23AP | 35000 | 96% | Yes | 100 | 200 | 200 | 400 | 200 | 400 | 250 | 500
207455890 | NORTEK GLOBAL HVAC LLC | G7TC-080D-E35CP | 80000 | 95% | Yes | 100 | 200 | 150 | 300 | 200 | 400 | 250 | 500
207455891 | NORTEK GLOBAL HVAC LLC | G7TC-080D-V35CP | 80000 | 95% | Yes | 100 | 200 | 150 | 300 | 200 | 400 | 250 | 500
207455892 | NORTEK GLOBAL HVAC LLC | G7TC-100D-E35CP | 100000 | 95% | Yes | 100 | 200 | 150 | 300 | 200 | 400 | 250 | 500
207455893 | NORTEK GLOBAL HVAC LLC | G7TC-100D-V35CP | 100000 | 95% | Yes | 100 | 200 | 150 | 300 | 200 | 400 | 250 | 500
207455894 | NORTEK GLOBAL HVAC LLC | G7TC-120D-E45DP | 120000 | 95% | Yes | 100 | 200 | 150 | 300 | 200 | 400 | 250 | 500
207455895 | NORTEK GLOBAL HVAC LLC | G7TE-060D-E24BP | 60000 | 96% | Yes | 100 | 200 | 200 | 400 | 200 | 400 | 250 | 500
207455896 | NORTEK GLOBAL HVAC LLC | G7TE-080D-E35CP | 80000 | 96% | Yes | 100 | 200 | 200 | 400 | 200 | 400 | 250 | 500
207455897 | NORTEK GLOBAL HVAC LLC | G7TE-080D-V35CP | 80000 | 96% | Yes | 100 | 200 | 200 | 400 | 200 | 400 | 250 | 500
207455898 | NORTEK GLOBAL HVAC LLC | G7TE-100D-E35CP | 100000 | 96% | Yes | 100 | 200 | 200 | 400 | 200 | 400 | 250 | 500
207455899 | NORTEK GLOBAL HVAC LLC | G7TN-060D-E24BP | 60000 | 96% | Yes | 100 | 200 | 200 | 400 | 200 | 400 | 250 | 500
207455900 | NORTEK GLOBAL HVAC LLC | G7TN-060D-V24BP | 60000 | 96% | Yes | 100 | 200 | 200 | 400 | 200 | 400 | 250 | 500
207455901 | NORTEK GLOBAL HVAC LLC | G7TN-080D-E35CP | 80000 | 96% | Yes | 100 | 200 | 200 | 400 | 200 | 400 | 250 | 500
207455902 | NORTEK GLOBAL HVAC LLC | G7TN-080D-V35CP | 80000 | 96% | Yes | 100 | 200 | 200 | 400 | 200 | 400 | 250 | 500
207455903 | NORTEK GLOBAL HVAC LLC | G7TN-100D-E35CP | 100000 | 96% | Yes | 100 | 200 | 200 | 400 | 200 | 400 | 250 | 500
207455904 | NORTEK GLOBAL HVAC LLC | G7TN-115D-E45DP | 115000 | 96% | Yes | 100 | 200 | 200 | 400 | 200 | 400 | 250 | 500
207455905 | NORTEK GLOBAL HVAC LLC | G7TN-115D-V45DP | 115000 | 96% | Yes | 100 | 200 | 200 | 400 | 200 | 400 | 250 | 500
206229710 | NORTEK GLOBAL HVAC LLC | G8SD-050U-T23A* | 50000 | 95% | Yes | 100 | 200 | 150 | 300 | 200 | 400 | 250 | 500
206229711 | NORTEK GLOBAL HVAC LLC | G8SD-100U-T35C* | 100000 | 95% | Yes | 100 | 200 | 150 | 300 | 200 | 400 | 250 | 500
207456019 | NORTEK GLOBAL HVAC LLC | G7SD-054D-T24BP | 54000 | 95% | Yes | 100 | 200 | 150 | 300 | 200 | 400 | 250 | 500
207456021 | NORTEK GLOBAL HVAC LLC | G7SD-108D-T45DP | 108000 | 95% | Yes | 100 | 200 | 150 | 300 | 200 | 400 | 250 | 500
207456031 | NORTEK GLOBAL HVAC LLC | G7SD-038D-T24BP | 38000 | 95% | Yes | 100 | 200 | 150 | 300 | 200 | 400 | 250 | 500
207456033 | NORTEK GLOBAL HVAC LLC | G7SD-090D-T35CP | 85000 | 95% | Yes | 100 | 200 | 150 | 300 | 200 | 400 | 250 | 500
207456035 | NORTEK GLOBAL HVAC LLC | G7TE-100D-V35CP | 100000 | 96% | Yes | 100 | 200 | 200 | 400 | 200 | 400 | 250 | 500
207455864 | NORTEK GLOBAL HVAC LLC | G7SC-072D-T24BP | 72000 | 92% | Yes | 100 | 200 | 100 | 200 | 200 | 400 | 250 | 500
207455871 | NORTEK GLOBAL HVAC LLC | G7SC-090D-T35CP | 90000 | 92.1% | Yes | 100 | 200 | 100 | 200 | 200 | 400 | 250 | 500
207455873 | NORTEK GLOBAL HVAC LLC | CMF95-045T-PGP | 45000 | 95% | Yes | 100 | 200 | 150 | 300 | 200 | 400 | 250 | 500
207455874 | NORTEK GLOBAL HVAC LLC | CMF95-072T-PGP | 72000 | 95% | Yes | 100 | 200 | 150 | 300 | 200 | 400 | 250 | 500
207455884 | NORTEK GLOBAL HVAC LLC | MG3S-080T2AACP | 80000 | 96% | Yes | 100 | 200 | 200 | 400 | 200 | 400 | 250 | 500
207455885 | NORTEK GLOBAL HVAC LLC | MG3S-080T2*ACP | 80000 | 96% | Yes | 100 | 200 | 200 | 400 | 200 | 400 | 250 | 500
207455888 | NORTEK GLOBAL HVAC LLC | G7TC-060D-E24BP | 60000 | 95% | Yes | 100 | 200 | 150 | 300 | 200 | 400 | 250 | 500
207455889 | NORTEK GLOBAL HVAC LLC | G7TC-060D-V24BP | 60000 | 95% | Yes | 100 | 200 | 150 | 300 | 200 | 400 | 250 | 500
205962940 | NORTEK GLOBAL HVAC LLC | MG3S-080T2AAC1 | 80000 | 96% | Yes | 100 | 200 | 200 | 400 | 200 | 400 | 250 | 500
210586009 | NORTEK GLOBAL HVAC LLC | CMF95-045T-PG2 | 45000 | 95% | Yes | 100 | 200 | 150 | 300 | 200 | 400 | 250 | 500
210586010 | NORTEK GLOBAL HVAC LLC | CMF95-072T-PG2 | 72000 | 95% | Yes | 100 | 200 | 150 | 300 | 200 | 400 | 250 | 500
207139155 | NORTEK GLOBAL HVAC LLC | G8SD-070U-T24B* | 70000 | 95% | Yes | 100 | 200 | 150 | 300 | 200 | 400 | 250 | 500
10221200 | NTI | GF 200 | 80000 | 97.1% | Yes | 100 | 200 | 200 | 400 | 200 | 400 | 250 | 500
201714210 | NUTONE | KG7SC 072D-24B* | 72000 | 92.1% | No | 100 | 200 | 0 | 0 | 100 | 200 | 250 | 500
201714233 | NUTONE | KG7SC 072D-35C* | 72000 | 92.1% | No | 100 | 200 | 0 | 0 | 100 | 200 | 250 | 500
201713461 | NUTONE | FG7SL 072D-24B* | 72000 | 92.1% | No | 100 | 200 | 0 | 0 | 100 | 200 | 250 | 500
201713443 | NUTONE | FG7SL 054D-24B* | 54000 | 92.1% | No | 100 | 200 | 0 | 0 | 100 | 200 | 250 | 500
201714463 | NUTONE | KG7SL 054D-24B* | 54000 | 92.1% | No | 100 | 200 | 0 | 0 | 100 | 200 | 250 | 500
201704379 | NUTONE | KG7SC 054D-24B | 54000 | 92.1% | No | 100 | 200 | 0 | 0 | 100 | 200 | 250 | 500
201703174 | NUTONE | FG7SC 054D-24B | 54000 | 92.1% | No | 100 | 200 | 0 | 0 | 100 | 200 | 250 | 500
201714486 | NUTONE | KG7SL 072D-24B* | 72000 | 92.1% | No | 100 | 200 | 0 | 0 | 100 | 200 | 250 | 500
201704402 | NUTONE | KG7SC 072D-24B | 72000 | 92.1% | No | 100 | 200 | 0 | 0 | 100 | 200 | 250 | 500
201704425 | NUTONE | KG7SC 072D-35C | 72000 | 92.1% | No | 100 | 200 | 0 | 0 | 100 | 200 | 250 | 500
201703192 | NUTONE | FG7SC 072D-24B | 72000 | 92.1% | No | 100 | 200 | 0 | 0 | 100 | 200 | 250 | 500
201704770 | NUTONE | KG7SL 054D-24B | 54000 | 92.1% | No | 100 | 200 | 0 | 0 | 100 | 200 | 250 | 500
201703480 | NUTONE | FG7SL 054D-24B | 54000 | 92.1% | No | 100 | 200 | 0 | 0 | 100 | 200 | 250 | 500
201703552 | NUTONE | FG7SM 054D-24B | 54000 | 95% | No | 100 | 200 | 0 | 0 | 100 | 200 | 250 | 500
201714348 | NUTONE | KG7SD 054D-24B* | 54000 | 95% | No | 100 | 200 | 0 | 0 | 100 | 200 | 250 | 500
201713191 | NUTONE | FG7SD 054D-24B* | 54000 | 95% | No | 100 | 200 | 0 | 0 | 100 | 200 | 250 | 500
201713479 | NUTONE | FG7SL 090D-35C* | 90000 | 92.1% | No | 100 | 200 | 0 | 0 | 100 | 200 | 250 | 500
201714509 | NUTONE | KG7SL 090D-35C* | 90000 | 92.1% | No | 100 | 200 | 0 | 0 | 100 | 200 | 250 | 500
201713047 | NUTONE | FG7SC 054D-24B* | 54000 | 92.1% | No | 100 | 200 | 0 | 0 | 100 | 200 | 250 | 500
201714371 | NUTONE | KG7SD 072D-35C* | 72000 | 95% | No | 100 | 200 | 0 | 0 | 100 | 200 | 250 | 500
201713533 | NUTONE | FG7SM 072D-35C* | 72000 | 95% | No | 100 | 200 | 0 | 0 | 100 | 200 | 250 | 500
201714187 | NUTONE | KG7SC 054D-24B* | 54000 | 92.1% | No | 100 | 200 | 0 | 0 | 100 | 200 | 250 | 500
201703210 | NUTONE | FG7SC 072D-35C | 72000 | 92.1% | No | 100 | 200 | 0 | 0 | 100 | 200 | 250 | 500
201704793 | NUTONE | KG7SL 072D-24B | 72000 | 92.1% | No | 100 | 200 | 0 | 0 | 100 | 200 | 250 | 500
201713101 | NUTONE | FG7SC 090D-35C* | 90000 | 92.1% | No | 100 | 200 | 0 | 0 | 100 | 200 | 250 | 500
201703228 | NUTONE | FG7SC 090D-35C | 90000 | 92.1% | No | 100 | 200 | 0 | 0 | 100 | 200 | 250 | 500
201704816 | NUTONE | KG7SL 090D-35C | 90000 | 92.1% | No | 100 | 200 | 0 | 0 | 100 | 200 | 250 | 500
201714302 | NUTONE | KG7SC 120D-45D* | 120000 | 92.1% | No | 100 | 200 | 0 | 0 | 100 | 200 | 250 | 500
201713497 | NUTONE | FG7SL 120D-45D* | 120000 | 92.1% | No | 100 | 200 | 0 | 0 | 100 | 200 | 250 | 500
201714532 | NUTONE | KG7SL 120D-45D* | 120000 | 92.1% | No | 100 | 200 | 0 | 0 | 100 | 200 | 250 | 500
201704494 | NUTONE | KG7SC 120D-45D | 120000 | 92.1% | No | 100 | 200 | 0 | 0 | 100 | 200 | 250 | 500
201703264 | NUTONE | FG7SC 120D-45D | 120000 | 92.1% | No | 100 | 200 | 0 | 0 | 100 | 200 | 250 | 500
201704839 | NUTONE | KG7SL 120D-45D | 120000 | 92.1% | No | 100 | 200 | 0 | 0 | 100 | 200 | 250 | 500
201703534 | NUTONE | FG7SL 120D-45D | 120000 | 92.1% | No | 100 | 200 | 0 | 0 | 100 | 200 | 250 | 500
201703498 | NUTONE | FG7SL 072D-24B | 72000 | 92.1% | No | 100 | 200 | 0 | 0 | 100 | 200 | 250 | 500
201713065 | NUTONE | FG7SC 072D-24B* | 72000 | 92.1% | No | 100 | 200 | 0 | 0 | 100 | 200 | 250 | 500
201713083 | NUTONE | FG7SC 072D-35C* | 72000 | 92.1% | No | 100 | 200 | 0 | 0 | 100 | 200 | 250 | 500
201703570 | NUTONE | FG7SM 072D-35C | 72000 | 95% | No | 100 | 200 | 0 | 0 | 100 | 200 | 250 | 500
201714578 | NUTONE | KG7SM 072D-35C* | 72000 | 95% | No | 100 | 200 | 0 | 0 | 100 | 200 | 250 | 500
201704563 | NUTONE | KG7SD 072D-35C | 72000 | 95% | No | 100 | 200 | 0 | 0 | 100 | 200 | 250 | 500
201713209 | NUTONE | FG7SD 072D-35C* | 72000 | 95% | No | 100 | 200 | 0 | 0 | 100 | 200 | 250 | 500
201703318 | NUTONE | FG7SD 072D-35C | 72000 | 95% | No | 100 | 200 | 0 | 0 | 100 | 200 | 250 | 500
201704885 | NUTONE | KG7SM 072D-35C | 72000 | 95% | No | 100 | 200 | 0 | 0 | 100 | 200 | 250 | 500
201704448 | NUTONE | KG7SC 090D-35C | 90000 | 92.1% | No | 100 | 200 | 0 | 0 | 100 | 200 | 250 | 500
201714256 | NUTONE | KG7SC 090D-35C* | 90000 | 92.1% | No | 100 | 200 | 0 | 0 | 100 | 200 | 250 | 500
201703516 | NUTONE | FG7SL 090D-35C | 90000 | 92.1% | No | 100 | 200 | 0 | 0 | 100 | 200 | 250 | 500
201703588 | NUTONE | FG7SM 090D-35C | 90000 | 95% | No | 100 | 200 | 0 | 0 | 100 | 200 | 250 | 500
201714394 | NUTONE | KG7SD 090D-35C* | 90000 | 95% | No | 100 | 200 | 0 | 0 | 100 | 200 | 250 | 500
201713551 | NUTONE | FG7SM 090D-35C* | 90000 | 95% | No | 100 | 200 | 0 | 0 | 100 | 200 | 250 | 500
201714601 | NUTONE | KG7SM 090D-35C* | 90000 | 95% | No | 100 | 200 | 0 | 0 | 100 | 200 | 250 | 500
201704586 | NUTONE | KG7SD 090D-35C | 90000 | 95% | No | 100 | 200 | 0 | 0 | 100 | 200 | 250 | 500
201713245 | NUTONE | FG7SD 090D-35C* | 90000 | 95% | No | 100 | 200 | 0 | 0 | 100 | 200 | 250 | 500
201703336 | NUTONE | FG7SD 090D-35C | 90000 | 95% | No | 100 | 200 | 0 | 0 | 100 | 200 | 250 | 500
201704908 | NUTONE | KG7SM 090D-35C | 90000 | 95% | No | 100 | 200 | 0 | 0 | 100 | 200 | 250 | 500
201713515 | NUTONE | FG7SM 054D-24B* | 54000 | 95% | No | 100 | 200 | 0 | 0 | 100 | 200 | 250 | 500
201714555 | NUTONE | KG7SM 054D-24B* | 54000 | 95% | No | 100 | 200 | 0 | 0 | 100 | 200 | 250 | 500
201704540 | NUTONE | KG7SD 054D-24B | 54000 | 95% | No | 100 | 200 | 0 | 0 | 100 | 200 | 250 | 500
201714279 | NUTONE | KG7SC 108D-45D* | 108000 | 92.1% | No | 100 | 200 | 0 | 0 | 100 | 200 | 250 | 500
201713119 | NUTONE | FG7SC 108D-45D* | 108000 | 92.1% | No | 100 | 200 | 0 | 0 | 100 | 200 | 250 | 500
201704471 | NUTONE | KG7SC 108D-45D | 108000 | 92.1% | No | 100 | 200 | 0 | 0 | 100 | 200 | 250 | 500
201703246 | NUTONE | FG7SC 108D-45D | 108000 | 92.1% | No | 100 | 200 | 0 | 0 | 100 | 200 | 250 | 500
201714417 | NUTONE | KG7SD 108D-45D* | 108000 | 95% | No | 100 | 200 | 0 | 0 | 100 | 200 | 250 | 500
201704609 | NUTONE | KG7SD 108D-45D | 108000 | 95% | No | 100 | 200 | 0 | 0 | 100 | 200 | 250 | 500
201713299 | NUTONE | FG7SD 108D-45D* | 108000 | 95% | No | 100 | 200 | 0 | 0 | 100 | 200 | 250 | 500
201703354 | NUTONE | FG7SD 108D-45D | 108000 | 95% | No | 100 | 200 | 0 | 0 | 100 | 200 | 250 | 500
201704356 | NUTONE | KG7SC 038D-23A | 38000 | 92.1% | No | 100 | 200 | 0 | 0 | 100 | 200 | 250 | 500
201703156 | NUTONE | FG7SC 038D-23A | 38000 | 92.1% | No | 100 | 200 | 0 | 0 | 100 | 200 | 250 | 500
201714164 | NUTONE | KG7SC 038D-23A* | 38000 | 92.1% | No | 100 | 200 | 0 | 0 | 100 | 200 | 250 | 500
201713029 | NUTONE | FG7SC 038D-23A* | 38000 | 92.1% | No | 100 | 200 | 0 | 0 | 100 | 200 | 250 | 500
201714325 | NUTONE | KG7SD 038D-24B* | 38000 | 95% | No | 100 | 200 | 0 | 0 | 100 | 200 | 250 | 500
201704517 | NUTONE | KG7SD 038D-24B | 38000 | 95% | No | 100 | 200 | 0 | 0 | 100 | 200 | 250 | 500
201703606 | NUTONE | FG7SM 118D-45D | 118000 | 95% | No | 100 | 200 | 0 | 0 | 100 | 200 | 250 | 500
201713569 | NUTONE | FG7SM 118D-45D* | 118000 | 95% | No | 100 | 200 | 0 | 0 | 100 | 200 | 250 | 500
201714624 | NUTONE | KG7SM 118D-45D* | 118000 | 95% | No | 100 | 200 | 0 | 0 | 100 | 200 | 250 | 500
201704931 | NUTONE | KG7SM 118D-45D | 118000 | 95% | No | 100 | 200 | 0 | 0 | 100 | 200 | 250 | 500
201713155 | NUTONE | FG7SD 038D-24B* | 38000 | 95% | No | 100 | 200 | 0 | 0 | 100 | 200 | 250 | 500
201703282 | NUTONE | FG7SD 038D-24B | 38000 | 95% | No | 100 | 200 | 0 | 0 | 100 | 200 | 250 | 500
201713137 | NUTONE | FG7SC 120D-45D* | 120000 | 92.1% | No | 100 | 200 | 0 | 0 | 100 | 200 | 250 | 500
201714440 | NUTONE | KG7SD 120D-45D* | 120000 | 95% | No | 100 | 200 | 0 | 0 | 100 | 200 | 250 | 500
201704632 | NUTONE | KG7SD 120D-45D | 120000 | 95% | No | 100 | 200 | 0 | 0 | 100 | 200 | 250 | 500
201713335 | NUTONE | FG7SD 120D-45D* | 120000 | 95% | No | 100 | 200 | 0 | 0 | 100 | 200 | 250 | 500
201703372 | NUTONE | FG7SD 120D-45D | 120000 | 95% | No | 100 | 200 | 0 | 0 | 100 | 200 | 250 | 500
201703300 | NUTONE | FG7SD 054D-24B | 54000 | 95% | No | 100 | 200 | 0 | 0 | 100 | 200 | 250 | 500
201704862 | NUTONE | KG7SM 054D-24B | 54000 | 95% | No | 100 | 200 | 0 | 0 | 100 | 200 | 250 | 500
205078744 | NUTONE | FG7SC-038D-T23A1 | 38000 | 92.1% | Yes | 100 | 200 | 100 | 200 | 200 | 400 | 250 | 500
205128899 | NUTONE | KG7SL-072D-T24B* | 72000 | 92.1% | Yes | 100 | 200 | 100 | 200 | 200 | 400 | 250 | 500
205234659 | NUTONE | FG7SC-072D-T35C* | 72000 | 92.1% | Yes | 100 | 200 | 100 | 200 | 200 | 400 | 250 | 500
205234662 | NUTONE | KG7SC-072D-T35C* | 72000 | 92.1% | Yes | 100 | 200 | 100 | 200 | 200 | 400 | 250 | 500
204747329 | NUTONE | FG7SC-054D-T24B* | 54000 | 92% | Yes | 100 | 200 | 100 | 200 | 200 | 400 | 250 | 500
204747332 | NUTONE | KG7SC-054D-T24B* | 54000 | 92% | Yes | 100 | 200 | 100 | 200 | 200 | 400 | 250 | 500
205078749 | NUTONE | KG7SC-038D-T23A1 | 38000 | 92.1% | Yes | 100 | 200 | 100 | 200 | 200 | 400 | 250 | 500
205116245 | NUTONE | FG7SC-090D-T35C1 | 90000 | 92.1% | Yes | 100 | 200 | 100 | 200 | 200 | 400 | 250 | 500
205116252 | NUTONE | KG7SC-090D-T35C1 | 90000 | 92.1% | Yes | 100 | 200 | 100 | 200 | 200 | 400 | 250 | 500
205234645 | NUTONE | FG7SC-108D-T45D* | 108000 | 92.1% | Yes | 100 | 200 | 100 | 200 | 200 | 400 | 250 | 500
205234648 | NUTONE | KG7SC-108D-T45D* | 108000 | 92.1% | Yes | 100 | 200 | 100 | 200 | 200 | 400 | 250 | 500
205128896 | NUTONE | FG7SL-072D-T24B* | 72000 | 92.1% | Yes | 100 | 200 | 100 | 200 | 200 | 400 | 250 | 500
204835621 | NUTONE | FG7SC-072D-T24B1 | 72000 | 92% | Yes | 100 | 200 | 100 | 200 | 200 | 400 | 250 | 500
204835624 | NUTONE | KG7SC-072D-T24B1 | 72000 | 92% | Yes | 100 | 200 | 100 | 200 | 200 | 400 | 250 | 500
205147063 | NUTONE | FG7SC-120D-T45D* | 120000 | 92.1% | Yes | 100 | 200 | 100 | 200 | 200 | 400 | 250 | 500
205147066 | NUTONE | KG7SC-120D-T45D* | 120000 | 92.1% | Yes | 100 | 200 | 100 | 200 | 200 | 400 | 250 | 500
201711692 | NUTONE | FG7SD 054D-23EB | 54000 | 95% | Yes | 100 | 200 | 150 | 300 | 200 | 400 | 250 | 500
201711784 | NUTONE | KG7SD 054D-23EB | 54000 | 95% | Yes | 100 | 200 | 150 | 300 | 200 | 400 | 250 | 500
205147077 | NUTONE | FG7SD-054D-T24B1 | 54000 | 95% | Yes | 100 | 200 | 150 | 300 | 200 | 400 | 250 | 500
205147080 | NUTONE | KG7SD-054D-T24B1 | 54000 | 95% | Yes | 100 | 200 | 150 | 300 | 200 | 400 | 250 | 500
201714647 | NUTONE | KG7SD 054D-23EB* | 54000 | 95% | Yes | 100 | 200 | 150 | 300 | 200 | 400 | 250 | 500
201713173 | NUTONE | FG7SD 054D-23EB* | 54000 | 95% | Yes | 100 | 200 | 150 | 300 | 200 | 400 | 250 | 500
205464012 | NUTONE | FG7SM-054D-T24B* | 54000 | 95% | Yes | 100 | 200 | 150 | 300 | 200 | 400 | 250 | 500
205464015 | NUTONE | KG7SM-054D-T24B* | 54000 | 95% | Yes | 100 | 200 | 150 | 300 | 200 | 400 | 250 | 500
201713317 | NUTONE | FG7SD 120D-35ED* | 120000 | 94.3% | Yes | 100 | 200 | 150 | 300 | 200 | 400 | 250 | 500
204037004 | NUTONE | KG7TC-060*-E24B1 | 60000 | 95% | Yes | 100 | 200 | 150 | 300 | 200 | 400 | 250 | 500
204037042 | NUTONE | FG7TC-060*-V24B1 | 60000 | 95% | Yes | 100 | 200 | 150 | 300 | 200 | 400 | 250 | 500
201707623 | NUTONE | R8HE-X30K060XA | 60000 | 95% | Yes | 100 | 200 | 150 | 300 | 200 | 400 | 250 | 500
201711710 | NUTONE | FG7SD 072D-35EC | 72000 | 95% | Yes | 100 | 200 | 150 | 300 | 200 | 400 | 250 | 500
204036813 | NUTONE | KG7TC-060D-E24B1 | 60000 | 95% | Yes | 100 | 200 | 150 | 300 | 200 | 400 | 250 | 500
204036819 | NUTONE | FG7TC-060D-V24B1 | 60000 | 95% | Yes | 100 | 200 | 150 | 300 | 200 | 400 | 250 | 500
201707617 | NUTONE | R8HE-X24K060XA | 60000 | 95% | Yes | 100 | 200 | 150 | 300 | 200 | 400 | 250 | 500
201711807 | NUTONE | KG7SD 072D-35EC | 72000 | 95% | Yes | 100 | 200 | 150 | 300 | 200 | 400 | 250 | 500
205282684 | NUTONE | FG7SD-072D-T35C* | 72000 | 95% | Yes | 100 | 200 | 150 | 300 | 200 | 400 | 250 | 500
205282687 | NUTONE | KG7SD-072D-T35C* | 72000 | 95% | Yes | 100 | 200 | 150 | 300 | 200 | 400 | 250 | 500
201714670 | NUTONE | KG7SD 072D-35EC* | 72000 | 95% | Yes | 100 | 200 | 150 | 300 | 200 | 400 | 250 | 500
201713227 | NUTONE | FG7SD 072D-35EC* | 72000 | 95% | Yes | 100 | 200 | 150 | 300 | 200 | 400 | 250 | 500
201705092 | NUTONE | KG7TC 060*-*B* | 60000 | 95.1% | Yes | 100 | 200 | 150 | 300 | 200 | 400 | 250 | 500
201703732 | NUTONE | FG7TC 060*-*B* | 60000 | 95.1% | Yes | 100 | 200 | 150 | 300 | 200 | 400 | 250 | 500
201710369 | NUTONE | G7TC 060*-24B* | 60000 | 95.1% | Yes | 100 | 200 | 150 | 300 | 200 | 400 | 250 | 500
205360227 | NUTONE | FG7SD-038*-T24B1 | 38000 | 94% | Yes | 100 | 200 | 150 | 300 | 200 | 400 | 250 | 500
205360231 | NUTONE | KG7SD-038*-T24B1 | 38000 | 94% | Yes | 100 | 200 | 150 | 300 | 200 | 400 | 250 | 500
201713805 | NUTONE | KG7SD 038D-23EB1 | 38000 | 95% | Yes | 100 | 200 | 150 | 300 | 200 | 400 | 250 | 500
205360219 | NUTONE | FG7SD-038D-T24B1 | 38000 | 95% | Yes | 100 | 200 | 150 | 300 | 200 | 400 | 250 | 500
205360223 | NUTONE | KG7SD-038D-T24B1 | 38000 | 95% | Yes | 100 | 200 | 150 | 300 | 200 | 400 | 250 | 500
202330106 | NUTONE | KGSD 038D-23EB* | 38000 | 95% | Yes | 100 | 200 | 150 | 300 | 200 | 400 | 250 | 500
201713785 | NUTONE | FG7SD 038D-23EB* | 38000 | 95% | Yes | 100 | 200 | 150 | 300 | 200 | 400 | 250 | 500
204037013 | NUTONE | KG7TC-080*-E35C1 | 80000 | 95% | Yes | 100 | 200 | 150 | 300 | 200 | 400 | 250 | 500
204037048 | NUTONE | FG7TC-080*-V35C1 | 80000 | 95% | Yes | 100 | 200 | 150 | 300 | 200 | 400 | 250 | 500
204036828 | NUTONE | KG7TC-080D-E35C1 | 80000 | 95% | Yes | 100 | 200 | 150 | 300 | 200 | 400 | 250 | 500
204036834 | NUTONE | FG7TC-080D-V35C1 | 80000 | 95% | Yes | 100 | 200 | 150 | 300 | 200 | 400 | 250 | 500
201707605 | NUTONE | R8HE-X36K080XA | 80000 | 95% | Yes | 100 | 200 | 150 | 300 | 200 | 400 | 250 | 500
201707611 | NUTONE | R8HE-X42K080XA | 80000 | 95% | Yes | 100 | 200 | 150 | 300 | 200 | 400 | 250 | 500
201705115 | NUTONE | KG7TC 080*-*C* | 80000 | 95.1% | Yes | 100 | 200 | 150 | 300 | 200 | 400 | 250 | 500
201703750 | NUTONE | FG7TC 080*-*C* | 80000 | 95.1% | Yes | 100 | 200 | 150 | 300 | 200 | 400 | 250 | 500
201710387 | NUTONE | G7TC 080*-35C* | 80000 | 95.1% | Yes | 100 | 200 | 150 | 300 | 200 | 400 | 250 | 500
205360245 | NUTONE | FG7SD-090*-T35C1 | 85000 | 94% | Yes | 100 | 200 | 150 | 300 | 200 | 400 | 250 | 500
205360248 | NUTONE | KG7SD-090*-T35C1 | 85000 | 94% | Yes | 100 | 200 | 150 | 300 | 200 | 400 | 250 | 500
205360236 | NUTONE | FG7SD-090D-T35C1 | 85000 | 95% | Yes | 100 | 200 | 150 | 300 | 200 | 400 | 250 | 500
205360239 | NUTONE | KG7SD-090D-T35C1 | 85000 | 95% | Yes | 100 | 200 | 150 | 300 | 200 | 400 | 250 | 500
201711728 | NUTONE | FG7SD 090D-35EC | 90000 | 95% | Yes | 100 | 200 | 150 | 300 | 200 | 400 | 250 | 500
201711830 | NUTONE | KG7SD 090D-35EC | 90000 | 95% | Yes | 100 | 200 | 150 | 300 | 200 | 400 | 250 | 500
201714693 | NUTONE | KG7SD 090D-35EC* | 90000 | 95% | Yes | 100 | 200 | 150 | 300 | 200 | 400 | 250 | 500
201713263 | NUTONE | FG7SD 090D-35EC* | 90000 | 95% | Yes | 100 | 200 | 150 | 300 | 200 | 400 | 250 | 500
201707629 | NUTONE | R8HE-X48K096XA | 96000 | 95% | Yes | 100 | 200 | 150 | 300 | 200 | 400 | 250 | 500
201707635 | NUTONE | R8HE-X60K096XA | 96000 | 95% | Yes | 100 | 200 | 150 | 300 | 200 | 400 | 250 | 500
204036849 | NUTONE | FG7TC-100D-V35C1 | 100000 | 95% | Yes | 100 | 200 | 150 | 300 | 200 | 400 | 250 | 500
204037022 | NUTONE | KG7TC-100*-E35C1 | 100000 | 95% | Yes | 100 | 200 | 150 | 300 | 200 | 400 | 250 | 500
204037054 | NUTONE | FG7TC-100*-V35C1 | 100000 | 95% | Yes | 100 | 200 | 150 | 300 | 200 | 400 | 250 | 500
204036843 | NUTONE | KG7TC-100D-E35C1 | 100000 | 95% | Yes | 100 | 200 | 150 | 300 | 200 | 400 | 250 | 500
201704034 | NUTONE | FG7TC 100*-*C* | 100000 | 95.1% | Yes | 100 | 200 | 150 | 300 | 200 | 400 | 250 | 500
201705138 | NUTONE | KG7TC 100*-*C* | 100000 | 95.1% | Yes | 100 | 200 | 150 | 300 | 200 | 400 | 250 | 500
201710405 | NUTONE | G7TC 100*-35C* | 100000 | 95.1% | Yes | 100 | 200 | 150 | 300 | 200 | 400 | 250 | 500
201711746 | NUTONE | FG7SD 108D-35ED | 108000 | 95% | Yes | 100 | 200 | 150 | 300 | 200 | 400 | 250 | 500
201711853 | NUTONE | KG7SD 108D-35ED | 108000 | 95% | Yes | 100 | 200 | 150 | 300 | 200 | 400 | 250 | 500
205281354 | NUTONE | FG7SD-108D-T45D1 | 108000 | 95% | Yes | 100 | 200 | 150 | 300 | 200 | 400 | 250 | 500
205281357 | NUTONE | KG7SD-108D-T45D1 | 108000 | 95% | Yes | 100 | 200 | 150 | 300 | 200 | 400 | 250 | 500
201714716 | NUTONE | KG7SD 108D-35ED* | 108000 | 95% | Yes | 100 | 200 | 150 | 300 | 200 | 400 | 250 | 500
201713281 | NUTONE | FG7SD 108D-35ED* | 108000 | 95% | Yes | 100 | 200 | 150 | 300 | 200 | 400 | 250 | 500
201711764 | NUTONE | FG7SD 120D-35ED | 120000 | 94.3% | Yes | 100 | 200 | 150 | 300 | 200 | 400 | 250 | 500
201711876 | NUTONE | KG7SD 120D-35ED | 120000 | 94.3% | Yes | 100 | 200 | 150 | 300 | 200 | 400 | 250 | 500
201714739 | NUTONE | KG7SD 120D-35ED* | 120000 | 94.3% | Yes | 100 | 200 | 150 | 300 | 200 | 400 | 250 | 500
204036857 | NUTONE | KG7TC-120D-E45D1 | 120000 | 95% | Yes | 100 | 200 | 150 | 300 | 200 | 400 | 250 | 500
204037030 | NUTONE | KG7TC-120*-E45D1 | 120000 | 95% | Yes | 100 | 200 | 150 | 300 | 200 | 400 | 250 | 500
201703768 | NUTONE | FG7TC 120*-*D* | 120000 | 95.1% | Yes | 100 | 200 | 150 | 300 | 200 | 400 | 250 | 500
201705161 | NUTONE | KG7TC 120*-*D* | 120000 | 95.1% | Yes | 100 | 200 | 150 | 300 | 200 | 400 | 250 | 500
201710423 | NUTONE | G7TC 120*-45D* | 120000 | 95.1% | Yes | 100 | 200 | 150 | 300 | 200 | 400 | 250 | 500
201713826 | NUTONE | FG7TE 060*-*B* | 60000 | 96% | Yes | 100 | 200 | 200 | 400 | 200 | 400 | 250 | 500
201714832 | NUTONE | FG7TN 060*-VB* | 60000 | 96% | Yes | 100 | 200 | 200 | 400 | 200 | 400 | 250 | 500
201713988 | NUTONE | FG7TE 060*-VB* | 60000 | 96% | Yes | 100 | 200 | 200 | 400 | 200 | 400 | 250 | 500
201714852 | NUTONE | KG7TN 060*-*B* | 60000 | 96% | Yes | 100 | 200 | 200 | 400 | 200 | 400 | 250 | 500
201714026 | NUTONE | KG7TE 060*-*B* | 60000 | 96% | Yes | 100 | 200 | 200 | 400 | 200 | 400 | 250 | 500
205573458 | NUTONE | FG7TE-060D-V24B1 | 60000 | 96% | Yes | 100 | 200 | 200 | 400 | 200 | 400 | 250 | 500
204036934 | NUTONE | KG7TN-080D-E35C1 | 80000 | 96% | Yes | 100 | 200 | 200 | 400 | 200 | 400 | 250 | 500
204036942 | NUTONE | FG7TN-080D-V35C1 | 80000 | 96% | Yes | 100 | 200 | 200 | 400 | 200 | 400 | 250 | 500
204036968 | NUTONE | FG7TE-080D-E35C1 | 80000 | 96% | Yes | 100 | 200 | 200 | 400 | 200 | 400 | 250 | 500
204036972 | NUTONE | FG7TE-080D-V35C1 | 80000 | 96% | Yes | 100 | 200 | 200 | 400 | 200 | 400 | 250 | 500
204036978 | NUTONE | KG7TE-080D-E35C1 | 80000 | 96% | Yes | 100 | 200 | 200 | 400 | 200 | 400 | 250 | 500
202329942 | NUTONE | FG7TE 080D-35C* | 80000 | 96% | Yes | 100 | 200 | 200 | 400 | 200 | 400 | 250 | 500
202329946 | NUTONE | FG7TE 080D-VC* | 80000 | 96% | Yes | 100 | 200 | 200 | 400 | 200 | 400 | 250 | 500
202329980 | NUTONE | FG7TN 080D-35C* | 80000 | 96% | Yes | 100 | 200 | 200 | 400 | 200 | 400 | 250 | 500
202329986 | NUTONE | FG7TN 080D-VC* | 80000 | 96% | Yes | 100 | 200 | 200 | 400 | 200 | 400 | 250 | 500
202330022 | NUTONE | KG7TE 080D*-35C* | 80000 | 96% | Yes | 100 | 200 | 200 | 400 | 200 | 400 | 250 | 500
202330046 | NUTONE | KG7TN 080D-35C* | 80000 | 96% | Yes | 100 | 200 | 200 | 400 | 200 | 400 | 250 | 500
201713844 | NUTONE | FG7TN 080*-*C* | 80000 | 96% | Yes | 100 | 200 | 200 | 400 | 200 | 400 | 250 | 500
201713862 | NUTONE | FG7TN 080*-VC* | 80000 | 96% | Yes | 100 | 200 | 200 | 400 | 200 | 400 | 250 | 500
201714760 | NUTONE | FG7TE 080*-*C* | 80000 | 96% | Yes | 100 | 200 | 200 | 400 | 200 | 400 | 250 | 500
201714778 | NUTONE | FG7TE 080*-VC* | 80000 | 96% | Yes | 100 | 200 | 200 | 400 | 200 | 400 | 250 | 500
201714875 | NUTONE | KG7TE 080*-*C* | 80000 | 96% | Yes | 100 | 200 | 200 | 400 | 200 | 400 | 250 | 500
201714898 | NUTONE | KG7TE 080*-VC* | 80000 | 96% | Yes | 100 | 200 | 200 | 400 | 200 | 400 | 250 | 500
201714095 | NUTONE | KG7TN 080*-*C* | 80000 | 96% | Yes | 100 | 200 | 200 | 400 | 200 | 400 | 250 | 500
204036921 | NUTONE | FG7TE-100D-E35C1 | 100000 | 96% | Yes | 100 | 200 | 200 | 400 | 200 | 400 | 250 | 500
204036927 | NUTONE | KG7TE-100D-E35C1 | 100000 | 96% | Yes | 100 | 200 | 200 | 400 | 200 | 400 | 250 | 500
204036948 | NUTONE | KG7TN-100D-E35C1 | 100000 | 96% | Yes | 100 | 200 | 200 | 400 | 200 | 400 | 250 | 500
205411498 | NUTONE | FG7TE-100D-V35C1 | 100000 | 96% | Yes | 100 | 200 | 200 | 400 | 200 | 400 | 250 | 500
205411501 | NUTONE | KG7TE-100D-V35C1 | 100000 | 96% | Yes | 100 | 200 | 200 | 400 | 200 | 400 | 250 | 500
202329950 | NUTONE | FG7TE 100D-35C* | 100000 | 96% | Yes | 100 | 200 | 200 | 400 | 200 | 400 | 250 | 500
202329954 | NUTONE | FG7TE 100D-VC* | 100000 | 96% | Yes | 100 | 200 | 200 | 400 | 200 | 400 | 250 | 500
202329992 | NUTONE | FG7TN 100D-35C* | 100000 | 96% | Yes | 100 | 200 | 200 | 400 | 200 | 400 | 250 | 500
202329998 | NUTONE | FG7TN 100D-VC* | 100000 | 96% | Yes | 100 | 200 | 200 | 400 | 200 | 400 | 250 | 500
202330028 | NUTONE | KG7TE 100D-35C* | 100000 | 96% | Yes | 100 | 200 | 200 | 400 | 200 | 400 | 250 | 500
202330052 | NUTONE | KG7TN 100D-35C* | 100000 | 96% | Yes | 100 | 200 | 200 | 400 | 200 | 400 | 250 | 500
201714796 | NUTONE | FG7TE 100*-VC* | 100000 | 96% | Yes | 100 | 200 | 200 | 400 | 200 | 400 | 250 | 500
201713880 | NUTONE | FG7TN 100*-*C* | 100000 | 96% | Yes | 100 | 200 | 200 | 400 | 200 | 400 | 250 | 500
201713898 | NUTONE | FG7TN 100*-VC* | 100000 | 96% | Yes | 100 | 200 | 200 | 400 | 200 | 400 | 250 | 500
201714921 | NUTONE | KG7TE 100*-VC* | 100000 | 96% | Yes | 100 | 200 | 200 | 400 | 200 | 400 | 250 | 500
201714006 | NUTONE | FG7TE 100*-*C* | 100000 | 96% | Yes | 100 | 200 | 200 | 400 | 200 | 400 | 250 | 500
201714072 | NUTONE | KG7TE 100*-*C* | 100000 | 96% | Yes | 100 | 200 | 200 | 400 | 200 | 400 | 250 | 500
201714118 | NUTONE | KG7TN 100*-*C* | 100000 | 96% | Yes | 100 | 200 | 200 | 400 | 200 | 400 | 250 | 500
204036988 | NUTONE | KG7TN-060D-E24B1 | 60000 | 96% | Yes | 100 | 200 | 200 | 400 | 200 | 400 | 250 | 500
204036995 | NUTONE | FG7TN-060D-V24B1 | 60000 | 96% | Yes | 100 | 200 | 200 | 400 | 200 | 400 | 250 | 500
202329934 | NUTONE | FG7TE 060D-24B* | 60000 | 96% | Yes | 100 | 200 | 200 | 400 | 200 | 400 | 250 | 500
202329938 | NUTONE | FG7TE 060D-VB* | 60000 | 96% | Yes | 100 | 200 | 200 | 400 | 200 | 400 | 250 | 500
202329968 | NUTONE | FG7TN 060D-24B* | 60000 | 96% | Yes | 100 | 200 | 200 | 400 | 200 | 400 | 250 | 500
202329974 | NUTONE | FG7TN 060D-VB* | 60000 | 96% | Yes | 100 | 200 | 200 | 400 | 200 | 400 | 250 | 500
202330016 | NUTONE | KG7TE 060D-24B* | 60000 | 96% | Yes | 100 | 200 | 200 | 400 | 200 | 400 | 250 | 500
202330040 | NUTONE | KG7TN 060D-24B* | 60000 | 96% | Yes | 100 | 200 | 200 | 400 | 200 | 400 | 250 | 500
204037057 | NUTONE | FG7TE-060D-E24B1 | 60000 | 96% | Yes | 100 | 200 | 200 | 400 | 200 | 400 | 250 | 500
204037062 | NUTONE | KG7TE-060D-E24B1 | 60000 | 96% | Yes | 100 | 200 | 200 | 400 | 200 | 400 | 250 | 500
204036955 | NUTONE | KG7TN-115D-E45D1 | 115000 | 96% | Yes | 100 | 200 | 200 | 400 | 200 | 400 | 250 | 500
204036963 | NUTONE | FG7TN-115D-V45C1 | 115000 | 96% | Yes | 100 | 200 | 200 | 400 | 200 | 400 | 250 | 500
202329958 | NUTONE | FG7TE 115D-45D* | 115000 | 96% | Yes | 100 | 200 | 200 | 400 | 200 | 400 | 250 | 500
202329962 | NUTONE | FG7TE 115D-VD* | 115000 | 96% | Yes | 100 | 200 | 200 | 400 | 200 | 400 | 250 | 500
202330004 | NUTONE | FG7TN 115D-45D* | 115000 | 96% | Yes | 100 | 200 | 200 | 400 | 200 | 400 | 250 | 500
202330010 | NUTONE | FG7TN 115D-VD* | 115000 | 96% | Yes | 100 | 200 | 200 | 400 | 200 | 400 | 250 | 500
202330034 | NUTONE | KG7TE 115D-45D* | 115000 | 96% | Yes | 100 | 200 | 200 | 400 | 200 | 400 | 250 | 500
202330058 | NUTONE | KG7TN 115D-45D* | 115000 | 96% | Yes | 100 | 200 | 200 | 400 | 200 | 400 | 250 | 500
201713916 | NUTONE | FG7TE 115*-*D* | 115000 | 96% | Yes | 100 | 200 | 200 | 400 | 200 | 400 | 250 | 500
201713934 | NUTONE | FG7TE 115*-VD* | 115000 | 96% | Yes | 100 | 200 | 200 | 400 | 200 | 400 | 250 | 500
201713952 | NUTONE | FG7TN 115*-*D* | 115000 | 96% | Yes | 100 | 200 | 200 | 400 | 200 | 400 | 250 | 500
201713970 | NUTONE | FG7TN 115*-VD* | 115000 | 96% | Yes | 100 | 200 | 200 | 400 | 200 | 400 | 250 | 500
201714049 | NUTONE | KG7TE 115*-*D* | 115000 | 96% | Yes | 100 | 200 | 200 | 400 | 200 | 400 | 250 | 500
201714141 | NUTONE | KG7TN 115*-*D* | 115000 | 96% | Yes | 100 | 200 | 200 | 400 | 200 | 400 | 250 | 500
201714814 | NUTONE | FG7TN 060*-*B* | 60000 | 96% | Yes | 100 | 200 | 200 | 400 | 200 | 400 | 250 | 500
207456139 | NUTONE | KG7TC-120D-E45DP | 120000 | 95% | Yes | 100 | 200 | 150 | 300 | 200 | 400 | 250 | 500
207456142 | NUTONE | FG7TE-100D-E35CP | 100000 | 96% | Yes | 100 | 200 | 200 | 400 | 200 | 400 | 250 | 500
207456146 | NUTONE | KG7TE-100D-E35CP | 100000 | 96% | Yes | 100 | 200 | 200 | 400 | 200 | 400 | 250 | 500
207456151 | NUTONE | KG7TN-080D-E35CP | 80000 | 96% | Yes | 100 | 200 | 200 | 400 | 200 | 400 | 250 | 500
207456158 | NUTONE | FG7TN-080D-V35CP | 80000 | 96% | Yes | 100 | 200 | 200 | 400 | 200 | 400 | 250 | 500
207456162 | NUTONE | KG7TN-100D-E35CP | 100000 | 96% | Yes | 100 | 200 | 200 | 400 | 200 | 400 | 250 | 500
207456167 | NUTONE | KG7TN-115D-E45DP | 115000 | 96% | Yes | 100 | 200 | 200 | 400 | 200 | 400 | 250 | 500
207456174 | NUTONE | FG7TN-115D-V45CP | 115000 | 96% | Yes | 100 | 200 | 200 | 400 | 200 | 400 | 250 | 500
207456178 | NUTONE | FG7TE-080D-E35CP | 80000 | 96% | Yes | 100 | 200 | 200 | 400 | 200 | 400 | 250 | 500
207456181 | NUTONE | FG7TE-080D-V35CP | 80000 | 96% | Yes | 100 | 200 | 200 | 400 | 200 | 400 | 250 | 500
207456110 | NUTONE | KG7TC-060D-E24BP | 60000 | 95% | Yes | 100 | 200 | 150 | 300 | 200 | 400 | 250 | 500
207456115 | NUTONE | FG7TC-060D-V24BP | 60000 | 95% | Yes | 100 | 200 | 150 | 300 | 200 | 400 | 250 | 500
207456120 | NUTONE | KG7TC-080D-E35CP | 80000 | 95% | Yes | 100 | 200 | 150 | 300 | 200 | 400 | 250 | 500
207456125 | NUTONE | FG7TC-080D-V35CP | 80000 | 95% | Yes | 100 | 200 | 150 | 300 | 200 | 400 | 250 | 500
207456130 | NUTONE | KG7TC-100D-E35CP | 100000 | 95% | Yes | 100 | 200 | 150 | 300 | 200 | 400 | 250 | 500
207456135 | NUTONE | FG7TC-100D-V35CP | 100000 | 95% | Yes | 100 | 200 | 150 | 300 | 200 | 400 | 250 | 500
207769470 | NUTONE | FG7TC-120D-E45DP | 120000 | 95% | Yes | 100 | 200 | 150 | 300 | 200 | 400 | 250 | 500
207769472 | NUTONE | FG7TC-120*-E45DP | 120000 | 95% | Yes | 100 | 200 | 150 | 300 | 200 | 400 | 250 | 500
207456008 | NUTONE | FG7SC-090D-T35CP | 90000 | 92.1% | Yes | 100 | 200 | 100 | 200 | 200 | 400 | 250 | 500
207456011 | NUTONE | KG7SC-090D-T35CP | 90000 | 92.1% | Yes | 100 | 200 | 100 | 200 | 200 | 400 | 250 | 500
207455960 | NUTONE | FG7SC-072D-T24BP | 72000 | 92% | Yes | 100 | 200 | 100 | 200 | 200 | 400 | 250 | 500
207455963 | NUTONE | KG7SC-072D-T24BP | 72000 | 92% | Yes | 100 | 200 | 100 | 200 | 200 | 400 | 250 | 500
207456185 | NUTONE | KG7TE-080D-E35CP | 80000 | 96% | Yes | 100 | 200 | 200 | 400 | 200 | 400 | 250 | 500
207456193 | NUTONE | KG7TN-060D-E24BP | 60000 | 96% | Yes | 100 | 200 | 200 | 400 | 200 | 400 | 250 | 500
207456199 | NUTONE | FG7TN-060D-V24BP | 60000 | 96% | Yes | 100 | 200 | 200 | 400 | 200 | 400 | 250 | 500
207456204 | NUTONE | KG7TC-060*-E24BP | 60000 | 95% | Yes | 100 | 200 | 150 | 300 | 200 | 400 | 250 | 500
207456209 | NUTONE | KG7TC-080*-E35CP | 80000 | 95% | Yes | 100 | 200 | 150 | 300 | 200 | 400 | 250 | 500
207456214 | NUTONE | KG7TC-100*-E35CP | 100000 | 95% | Yes | 100 | 200 | 150 | 300 | 200 | 400 | 250 | 500
207456218 | NUTONE | KG7TC-120*-E45DP | 120000 | 95% | Yes | 100 | 200 | 150 | 300 | 200 | 400 | 250 | 500
207456223 | NUTONE | FG7TC-060*-V24BP | 60000 | 95% | Yes | 100 | 200 | 150 | 300 | 200 | 400 | 250 | 500
207456228 | NUTONE | FG7TC-080*-V35CP | 80000 | 95% | Yes | 100 | 200 | 150 | 300 | 200 | 400 | 250 | 500
207456233 | NUTONE | FG7TC-100*-V35CP | 100000 | 95% | Yes | 100 | 200 | 150 | 300 | 200 | 400 | 250 | 500
207456235 | NUTONE | FG7TE-060D-E24BP | 60000 | 96% | Yes | 100 | 200 | 200 | 400 | 200 | 400 | 250 | 500
207456238 | NUTONE | KG7TE-060D-E24BP | 60000 | 96% | Yes | 100 | 200 | 200 | 400 | 200 | 400 | 250 | 500
207456304 | NUTONE | FG7TE-100D-V35CP | 100000 | 96% | Yes | 100 | 200 | 200 | 400 | 200 | 400 | 250 | 500
207456307 | NUTONE | FG7TE-060D-V24BP | 60000 | 96% | Yes | 100 | 200 | 200 | 400 | 200 | 400 | 250 | 500
207456311 | NUTONE | FG7TN-100D-V35CP | 100000 | 96% | Yes | 100 | 200 | 200 | 400 | 200 | 400 | 250 | 500
207456320 | NUTONE | FG7TE-115D-E45DP | 115000 | 96% | Yes | 100 | 200 | 200 | 400 | 200 | 400 | 250 | 500
207456323 | NUTONE | KG7TE-115D-E45DP | 115000 | 96% | Yes | 100 | 200 | 200 | 400 | 200 | 400 | 250 | 500
207456327 | NUTONE | FG7TE-115D-V45DP | 115000 | 96% | Yes | 100 | 200 | 200 | 400 | 200 | 400 | 250 | 500
207456345 | NUTONE | FG7TE-035D-E23AP | 35000 | 96% | Yes | 100 | 200 | 200 | 400 | 200 | 400 | 250 | 500
207456348 | NUTONE | KG7TE-035D-E23AP | 35000 | 96% | Yes | 100 | 200 | 200 | 400 | 200 | 400 | 250 | 500
207139306 | NUTONE | FG8SD-070U-T24B* | 70000 | 95% | Yes | 100 | 200 | 150 | 300 | 200 | 400 | 250 | 500
10025024 | ONYX | FG7SD 038D-24B | 38000 | 95% | No | 100 | 200 | 0 | 0 | 100 | 200 | 250 | 500
10097122 | ONYX | FG7SD 038D-24B* | 38000 | 95% | No | 100 | 200 | 0 | 0 | 100 | 200 | 250 | 500
10097132 | ONYX | FG7SD 072D-35C* | 72000 | 95% | No | 100 | 200 | 0 | 0 | 100 | 200 | 250 | 500
10025026 | ONYX | FG7SD 072D-35C | 72000 | 95% | No | 100 | 200 | 0 | 0 | 100 | 200 | 250 | 500
10025025 | ONYX | FG7SD 054D-24B | 54000 | 95% | No | 100 | 200 | 0 | 0 | 100 | 200 | 250 | 500
10097127 | ONYX | FG7SD 054D-24B* | 54000 | 95% | No | 100 | 200 | 0 | 0 | 100 | 200 | 250 | 500
204762184 | ONYX | FG7SC-054D-T24B* | 54000 | 92% | Yes | 100 | 200 | 100 | 200 | 200 | 400 | 250 | 500
10025108 | ONYX | FG7SD 054D-23EB | 54000 | 95% | Yes | 100 | 200 | 150 | 300 | 200 | 400 | 250 | 500
204038580 | ONYX | FG7TC-060*-V24B1 | 60000 | 95% | Yes | 100 | 200 | 150 | 300 | 200 | 400 | 250 | 500
204038565 | ONYX | FG7TC-060D-V24B1 | 60000 | 95% | Yes | 100 | 200 | 150 | 300 | 200 | 400 | 250 | 500
10025137 | ONYX | R8HE-X24K060XA | 60000 | 95% | Yes | 100 | 200 | 150 | 300 | 200 | 400 | 250 | 500
10025138 | ONYX | R8HE-X30K060XA | 60000 | 95% | Yes | 100 | 200 | 150 | 300 | 200 | 400 | 250 | 500
10025109 | ONYX | FG7SD 072D-35EC | 72000 | 95% | Yes | 100 | 200 | 150 | 300 | 200 | 400 | 250 | 500
10025092 | ONYX | FG7TC 060*-VB* | 60000 | 95.1% | Yes | 100 | 200 | 150 | 300 | 200 | 400 | 250 | 500
10025139 | ONYX | R8HE-X36K080XA | 80000 | 95% | Yes | 100 | 200 | 150 | 300 | 200 | 400 | 250 | 500
10025140 | ONYX | R8HE-X42K080XA | 80000 | 95% | Yes | 100 | 200 | 150 | 300 | 200 | 400 | 250 | 500
204038566 | ONYX | FG7TC-080D-V35C1 | 80000 | 95% | Yes | 100 | 200 | 150 | 300 | 200 | 400 | 250 | 500
204038581 | ONYX | FG7TC-080*-V35C1 | 80000 | 95% | Yes | 100 | 200 | 150 | 300 | 200 | 400 | 250 | 500
10025093 | ONYX | FG7TC 080*-VC* | 80000 | 95.1% | Yes | 100 | 200 | 150 | 300 | 200 | 400 | 250 | 500
10025110 | ONYX | FG7SD 090D-35EC | 90000 | 95% | Yes | 100 | 200 | 150 | 300 | 200 | 400 | 250 | 500
10025141 | ONYX | R8HE-X48K096XA | 96000 | 95% | Yes | 100 | 200 | 150 | 300 | 200 | 400 | 250 | 500
10025142 | ONYX | R8HE-X60K096XA | 96000 | 95% | Yes | 100 | 200 | 150 | 300 | 200 | 400 | 250 | 500
204038567 | ONYX | FG7TC-100D-V35C1 | 100000 | 95% | Yes | 100 | 200 | 150 | 300 | 200 | 400 | 250 | 500
204038582 | ONYX | FG7TC-100*-V35C1 | 100000 | 95% | Yes | 100 | 200 | 150 | 300 | 200 | 400 | 250 | 500
10025094 | ONYX | FG7TC 100*-VC* | 100000 | 95.1% | Yes | 100 | 200 | 150 | 300 | 200 | 400 | 250 | 500
10025111 | ONYX | FG7SD 108D-35ED | 108000 | 95% | Yes | 100 | 200 | 150 | 300 | 200 | 400 | 250 | 500
10025112 | ONYX | FG7SD 120D-35ED | 120000 | 94.3% | Yes | 100 | 200 | 150 | 300 | 200 | 400 | 250 | 500
10025095 | ONYX | FG7TC 120*-VD* | 120000 | 95.1% | Yes | 100 | 200 | 150 | 300 | 200 | 400 | 250 | 500
204038577 | ONYX | FG7TE-060D-E24B1 | 60000 | 96% | Yes | 100 | 200 | 200 | 400 | 200 | 400 | 250 | 500
204038578 | ONYX | FG7TN-060D-V24B1 | 60000 | 96% | Yes | 100 | 200 | 200 | 400 | 200 | 400 | 250 | 500
204038573 | ONYX | FG7TN-080D-V35C1 | 80000 | 96% | Yes | 100 | 200 | 200 | 400 | 200 | 400 | 250 | 500
204038575 | ONYX | FG7TE-080D-E35C1 | 80000 | 96% | Yes | 100 | 200 | 200 | 400 | 200 | 400 | 250 | 500
204038576 | ONYX | FG7TE-080D-V35C1 | 80000 | 96% | Yes | 100 | 200 | 200 | 400 | 200 | 400 | 250 | 500
202330697 | ONYX | FG7TE 100D-35C* | 100000 | 96% | Yes | 100 | 200 | 200 | 400 | 200 | 400 | 250 | 500
204038572 | ONYX | FG7TE-100D-E35C1 | 100000 | 96% | Yes | 100 | 200 | 200 | 400 | 200 | 400 | 250 | 500
202330705 | ONYX | FG7TN 100D-35C* | 100000 | 96% | Yes | 100 | 200 | 200 | 400 | 200 | 400 | 250 | 500
204038574 | ONYX | FG7TN-115D-V45C1 | 115000 | 96% | Yes | 100 | 200 | 200 | 400 | 200 | 400 | 250 | 500
202882920 | OXBOX | KG7SD 038D-24B* | 38000 | 95% | No | 100 | 200 | 0 | 0 | 100 | 200 | 250 | 500
202882922 | OXBOX | KG7SD 072D-35C* | 72000 | 95% | No | 100 | 200 | 0 | 0 | 100 | 200 | 250 | 500
202882927 | OXBOX | KG7SM 072D-35C* | 72000 | 95% | No | 100 | 200 | 0 | 0 | 100 | 200 | 250 | 500
202882921 | OXBOX | KG7SD 054D-24B* | 54000 | 95% | No | 100 | 200 | 0 | 0 | 100 | 200 | 250 | 500
202882926 | OXBOX | KG7SM 054D-24B* | 54000 | 95% | No | 100 | 200 | 0 | 0 | 100 | 200 | 250 | 500
202882923 | OXBOX | KG7SD 090D-35C* | 90000 | 95% | No | 100 | 200 | 0 | 0 | 100 | 200 | 250 | 500
202882928 | OXBOX | KG7SM 090D-35C* | 90000 | 95% | No | 100 | 200 | 0 | 0 | 100 | 200 | 250 | 500
202882924 | OXBOX | KG7SD 108D-45D* | 108000 | 95% | No | 100 | 200 | 0 | 0 | 100 | 200 | 250 | 500
202882929 | OXBOX | KG7SM 118D-45D* | 118000 | 95% | No | 100 | 200 | 0 | 0 | 100 | 200 | 250 | 500
202882925 | OXBOX | KG7SD 120D-45D* | 120000 | 94.3% | No | 100 | 200 | 0 | 0 | 100 | 200 | 250 | 500
205562769 | OXBOX | J951X054BU4SAAA | 54000 | 95% | Yes | 100 | 200 | 150 | 300 | 200 | 400 | 250 | 500
202882930 | OXBOX | FG7TC 060D-VB* | 60000 | 95% | Yes | 100 | 200 | 150 | 300 | 200 | 400 | 250 | 500
205562775 | OXBOX | J952V060BUVSAAA | 60000 | 95% | Yes | 100 | 200 | 150 | 300 | 200 | 400 | 250 | 500
205562790 | OXBOX | J952V060BUV*AAA | 60000 | 95% | Yes | 100 | 200 | 150 | 300 | 200 | 400 | 250 | 500
205562785 | OXBOX | J951X072CU5*AAA | 72000 | 95% | Yes | 100 | 200 | 150 | 300 | 200 | 400 | 250 | 500
205562782 | OXBOX | J951X038BU4*AAA | 38000 | 94% | Yes | 100 | 200 | 150 | 300 | 200 | 400 | 250 | 500
205562768 | OXBOX | J951X038BU4SAAA | 38000 | 95% | Yes | 100 | 200 | 150 | 300 | 200 | 400 | 250 | 500
202882931 | OXBOX | FG7TC 080D-VC* | 80000 | 95% | Yes | 100 | 200 | 150 | 300 | 200 | 400 | 250 | 500
205562776 | OXBOX | J952V080CUVSAAA | 80000 | 95% | Yes | 100 | 200 | 150 | 300 | 200 | 400 | 250 | 500
205562791 | OXBOX | J952V080CUV*AAA | 80000 | 95% | Yes | 100 | 200 | 150 | 300 | 200 | 400 | 250 | 500
205562786 | OXBOX | J951X090CU5*AAA | 85000 | 94% | Yes | 100 | 200 | 150 | 300 | 200 | 400 | 250 | 500
205562772 | OXBOX | J951X090CU5SAAA | 85000 | 95% | Yes | 100 | 200 | 150 | 300 | 200 | 400 | 250 | 500
202882932 | OXBOX | FG7TC 100D-VC* | 100000 | 95% | Yes | 100 | 200 | 150 | 300 | 200 | 400 | 250 | 500
205562777 | OXBOX | J952V100CUVSAAA | 100000 | 95% | Yes | 100 | 200 | 150 | 300 | 200 | 400 | 250 | 500
205562793 | OXBOX | J952V100CUV*AAA | 100000 | 95% | Yes | 100 | 200 | 150 | 300 | 200 | 400 | 250 | 500
205562773 | OXBOX | J951X108DU5SAAA | 108000 | 95% | Yes | 100 | 200 | 150 | 300 | 200 | 400 | 250 | 500
202882933 | OXBOX | FG7TC 120D-VD* | 120000 | 95% | Yes | 100 | 200 | 150 | 300 | 200 | 400 | 250 | 500
203320402 | OXBOX | KG7TN 060D-24B* | 60000 | 96% | Yes | 100 | 200 | 200 | 400 | 200 | 400 | 250 | 500
203320403 | OXBOX | KG7TN 060D-VB* | 60000 | 96% | Yes | 100 | 200 | 200 | 400 | 200 | 400 | 250 | 500
205562778 | OXBOX | J962V060BDVSAAA | 60000 | 96% | Yes | 100 | 200 | 200 | 400 | 200 | 400 | 250 | 500
203320404 | OXBOX | KG7TN 080D-35C* | 80000 | 96% | Yes | 100 | 200 | 200 | 400 | 200 | 400 | 250 | 500
203320405 | OXBOX | KG7TN 080D-VC* | 80000 | 96% | Yes | 100 | 200 | 200 | 400 | 200 | 400 | 250 | 500
205562779 | OXBOX | J962V080CDVSAAA | 80000 | 96% | Yes | 100 | 200 | 200 | 400 | 200 | 400 | 250 | 500
203320406 | OXBOX | KG7TN 100D-35C* | 100000 | 96% | Yes | 100 | 200 | 200 | 400 | 200 | 400 | 250 | 500
203320407 | OXBOX | KG7TN 100D-VC* | 100000 | 96% | Yes | 100 | 200 | 200 | 400 | 200 | 400 | 250 | 500
203320408 | OXBOX | KG7TN 115D-45D* | 115000 | 96% | Yes | 100 | 200 | 200 | 400 | 200 | 400 | 250 | 500
203320409 | OXBOX | KG7TN 115D-VD* | 115000 | 96% | Yes | 100 | 200 | 200 | 400 | 200 | 400 | 250 | 500
205562781 | OXBOX | J962V115DDVSAAA | 115000 | 96% | Yes | 100 | 200 | 200 | 400 | 200 | 400 | 250 | 500
211654047 | OXBOX | J962X060BU3SEA | 60000 | 96% | Yes | 100 | 200 | 200 | 400 | 200 | 400 | 250 | 500
211654048 | OXBOX | J962X080BU3SEA | 80000 | 96% | Yes | 100 | 200 | 200 | 400 | 200 | 400 | 250 | 500
211654049 | OXBOX | J962X080CU4SEA | 80000 | 96% | Yes | 100 | 200 | 200 | 400 | 200 | 400 | 250 | 500
211654050 | OXBOX | J962X100CU5SEA | 100000 | 96% | Yes | 100 | 200 | 200 | 400 | 200 | 400 | 250 | 500
211654051 | OXBOX | J962X100DU5SEA | 100000 | 96% | Yes | 100 | 200 | 200 | 400 | 200 | 400 | 250 | 500
211654052 | OXBOX | J962X120DU5SEA | 120000 | 96% | Yes | 100 | 200 | 200 | 400 | 200 | 400 | 250 | 500
207769497 | OXBOX | J952X120DU5SAB | 120000 | 95% | Yes | 100 | 200 | 150 | 300 | 200 | 400 | 250 | 500
207465532 | OXBOX | J952V060BUVSAB | 60000 | 95% | Yes | 100 | 200 | 150 | 300 | 200 | 400 | 250 | 500
207465533 | OXBOX | J952V080CUVSAB | 80000 | 95% | Yes | 100 | 200 | 150 | 300 | 200 | 400 | 250 | 500
207465534 | OXBOX | J952V100CUVSAB | 100000 | 95% | Yes | 100 | 200 | 150 | 300 | 200 | 400 | 250 | 500
207465535 | OXBOX | J962V060BDVSAB | 60000 | 96% | Yes | 100 | 200 | 200 | 400 | 200 | 400 | 250 | 500
207465536 | OXBOX | J962V080CDVSAB | 80000 | 96% | Yes | 100 | 200 | 200 | 400 | 200 | 400 | 250 | 500
207465537 | OXBOX | J962V115DDVSAB | 115000 | 96% | Yes | 100 | 200 | 200 | 400 | 200 | 400 | 250 | 500
205785613 | OXBOX | J951P072CU5SBAA | 72000 | 95% | Yes | 100 | 200 | 150 | 300 | 200 | 400 | 250 | 500
207465538 | OXBOX | J951X054BU4SAB | 54000 | 95% | Yes | 100 | 200 | 150 | 300 | 200 | 400 | 250 | 500
207465539 | OXBOX | J951X108DU5SAB | 108000 | 95% | Yes | 100 | 200 | 150 | 300 | 200 | 400 | 250 | 500
207465540 | OXBOX | J951X038BU4SAB | 38000 | 95% | Yes | 100 | 200 | 150 | 300 | 200 | 400 | 250 | 500
207465541 | OXBOX | J951X090CU5SAB | 85000 | 95% | Yes | 100 | 200 | 150 | 300 | 200 | 400 | 250 | 500
207465542 | OXBOX | J962V100CDVSAB | 100000 | 96% | Yes | 100 | 200 | 200 | 400 | 200 | 400 | 250 | 500
9121806 | PAYNE | PG95SAS24026A*D | 26000 | 95% | No | 100 | 200 | 0 | 0 | 100 | 200 | 250 | 500
8849329 | PAYNE | PG95SAS24026A | 26000 | 96% | No | 100 | 200 | 0 | 0 | 100 | 200 | 250 | 500
9924408 | PAYNE | PG92SCS48060B* | 60000 | 92.1% | No | 100 | 200 | 0 | 0 | 100 | 200 | 250 | 500
7126238 | PAYNE | PG92SCS48060B | 60000 | 92.1% | No | 100 | 200 | 0 | 0 | 100 | 200 | 250 | 500
9924407 | PAYNE | PG92SCS30040A* | 40000 | 92.1% | No | 100 | 200 | 0 | 0 | 100 | 200 | 250 | 500
7126237 | PAYNE | PG92SCS30040A | 40000 | 92.1% | No | 100 | 200 | 0 | 0 | 100 | 200 | 250 | 500
9924412 | PAYNE | PG92SCS60120D* | 120000 | 92.1% | No | 100 | 200 | 0 | 0 | 100 | 200 | 250 | 500
7126243 | PAYNE | PG92SCS60120D | 120000 | 92.1% | No | 100 | 200 | 0 | 0 | 100 | 200 | 250 | 500
9944828 | PAYNE | PG95SAS42060B**D | 60000 | 95% | No | 100 | 200 | 0 | 0 | 100 | 200 | 250 | 500
9121808 | PAYNE | PG95SAS42060B*D | 60000 | 95% | No | 100 | 200 | 0 | 0 | 100 | 200 | 250 | 500
9944811 | PAYNE | PG95SAS42060B* | 60000 | 96% | No | 100 | 200 | 0 | 0 | 100 | 200 | 250 | 500
5039425 | PAYNE | PG95SAS42060B | 60000 | 96% | No | 100 | 200 | 0 | 0 | 100 | 200 | 250 | 500
9121805 | PAYNE | PG95SAS60140D*D | 140000 | 94.4% | No | 100 | 200 | 0 | 0 | 100 | 200 | 250 | 500
9924411 | PAYNE | PG92SCS60100C* | 100000 | 92.1% | No | 100 | 200 | 0 | 0 | 100 | 200 | 250 | 500
7126241 | PAYNE | PG92SCS48100C | 100000 | 92.1% | No | 100 | 200 | 0 | 0 | 100 | 200 | 250 | 500
9944827 | PAYNE | PG95SAS30040A**D | 40000 | 95% | No | 100 | 200 | 0 | 0 | 100 | 200 | 250 | 500
9121807 | PAYNE | PG95SAS30040A*D | 40000 | 95% | No | 100 | 200 | 0 | 0 | 100 | 200 | 250 | 500
9944810 | PAYNE | PG95SAS30040A* | 40000 | 96% | No | 100 | 200 | 0 | 0 | 100 | 200 | 250 | 500
5039424 | PAYNE | PG95SAS30040A | 40000 | 96% | No | 100 | 200 | 0 | 0 | 100 | 200 | 250 | 500
9924409 | PAYNE | PG92SCS60080C* | 80000 | 92.1% | No | 100 | 200 | 0 | 0 | 100 | 200 | 250 | 500
9924421 | PAYNE | PG92SBS48080B** | 80000 | 92.1% | No | 100 | 200 | 0 | 0 | 100 | 200 | 250 | 500
5581536 | PAYNE | PG92SBS48080B | 80000 | 92.1% | No | 100 | 200 | 0 | 0 | 100 | 200 | 250 | 500
7126240 | PAYNE | PG92SCS60080C | 80000 | 92.1% | No | 100 | 200 | 0 | 0 | 100 | 200 | 250 | 500
9944829 | PAYNE | PG95SAS60080C**D | 80000 | 95% | No | 100 | 200 | 0 | 0 | 100 | 200 | 250 | 500
9944830 | PAYNE | PG95SAS48080B**D | 80000 | 95% | No | 100 | 200 | 0 | 0 | 100 | 200 | 250 | 500
9121809 | PAYNE | PG95SAS60080C*D | 80000 | 95% | No | 100 | 200 | 0 | 0 | 100 | 200 | 250 | 500
9121810 | PAYNE | PG95SAS48080B*D | 80000 | 95% | No | 100 | 200 | 0 | 0 | 100 | 200 | 250 | 500
9944812 | PAYNE | PG95SAS48080B* | 80000 | 96% | No | 100 | 200 | 0 | 0 | 100 | 200 | 250 | 500
9944813 | PAYNE | PG95SAS60080C* | 80000 | 96% | No | 100 | 200 | 0 | 0 | 100 | 200 | 250 | 500
5039426 | PAYNE | PG95SAS48080B | 80000 | 96% | No | 100 | 200 | 0 | 0 | 100 | 200 | 250 | 500
5039427 | PAYNE | PG95SAS60080C | 80000 | 96% | No | 100 | 200 | 0 | 0 | 100 | 200 | 250 | 500
9924410 | PAYNE | PG92SCS48100C* | 100000 | 92.1% | No | 100 | 200 | 0 | 0 | 100 | 200 | 250 | 500
7126242 | PAYNE | PG92SCS60100C | 100000 | 92.1% | No | 100 | 200 | 0 | 0 | 100 | 200 | 250 | 500
9944831 | PAYNE | PG95SAS42100C**D | 100000 | 95% | No | 100 | 200 | 0 | 0 | 100 | 200 | 250 | 500
9944832 | PAYNE | PG95SAS60100C**D | 100000 | 95% | No | 100 | 200 | 0 | 0 | 100 | 200 | 250 | 500
9121811 | PAYNE | PG95SAS42100C*D | 100000 | 95% | No | 100 | 200 | 0 | 0 | 100 | 200 | 250 | 500
9121812 | PAYNE | PG95SAS60100C*D | 100000 | 95% | No | 100 | 200 | 0 | 0 | 100 | 200 | 250 | 500
9944814 | PAYNE | PG95SAS42100C* | 100000 | 96% | No | 100 | 200 | 0 | 0 | 100 | 200 | 250 | 500
9944815 | PAYNE | PG95SAS60100C* | 100000 | 96% | No | 100 | 200 | 0 | 0 | 100 | 200 | 250 | 500
5039428 | PAYNE | PG95SAS42100C | 100000 | 96% | No | 100 | 200 | 0 | 0 | 100 | 200 | 250 | 500
5039429 | PAYNE | PG95SAS60100C | 100000 | 96% | No | 100 | 200 | 0 | 0 | 100 | 200 | 250 | 500
9944826 | PAYNE | PG95SAS60120D**D | 120000 | 95% | No | 100 | 200 | 0 | 0 | 100 | 200 | 250 | 500
9121804 | PAYNE | PG95SAS60120D*D | 120000 | 95% | No | 100 | 200 | 0 | 0 | 100 | 200 | 250 | 500
9944816 | PAYNE | PG95SAS60120D* | 120000 | 96% | No | 100 | 200 | 0 | 0 | 100 | 200 | 250 | 500
5039430 | PAYNE | PG95SAS60120D | 120000 | 96% | No | 100 | 200 | 0 | 0 | 100 | 200 | 250 | 500
5039431 | PAYNE | PG95SAS60140D | 140000 | 96% | No | 100 | 200 | 0 | 0 | 100 | 200 | 250 | 500
203359906 | PAYNE | PG92ESAA30040A | 40000 | 92.1% | Yes | 100 | 200 | 100 | 200 | 200 | 400 | 250 | 500
203359908 | PAYNE | PG92ESAA30040A* | 40000 | 92.1% | Yes | 100 | 200 | 100 | 200 | 200 | 400 | 250 | 500
203359911 | PAYNE | PG92ESAA36040B | 40000 | 92.1% | Yes | 100 | 200 | 100 | 200 | 200 | 400 | 250 | 500
203359913 | PAYNE | PG92ESAA36040B* | 40000 | 92.1% | Yes | 100 | 200 | 100 | 200 | 200 | 400 | 250 | 500
203359922 | PAYNE | PG92ESAA48080B | 80000 | 92.1% | Yes | 100 | 200 | 100 | 200 | 200 | 400 | 250 | 500
203359924 | PAYNE | PG92ESAA48080B* | 80000 | 92.1% | Yes | 100 | 200 | 100 | 200 | 200 | 400 | 250 | 500
203359926 | PAYNE | PG92ESAA60080C | 80000 | 92.1% | Yes | 100 | 200 | 100 | 200 | 200 | 400 | 250 | 500
203359936 | PAYNE | PG92ESAA60120D* | 120000 | 92.1% | Yes | 100 | 200 | 100 | 200 | 200 | 400 | 250 | 500
203359915 | PAYNE | PG92ESAA36060A | 60000 | 92.1% | Yes | 100 | 200 | 100 | 200 | 200 | 400 | 250 | 500
203359917 | PAYNE | PG92ESAA36060A* | 60000 | 92.1% | Yes | 100 | 200 | 100 | 200 | 200 | 400 | 250 | 500
203359918 | PAYNE | PG92ESAA42060B | 60000 | 92.1% | Yes | 100 | 200 | 100 | 200 | 200 | 400 | 250 | 500
203359920 | PAYNE | PG92ESAA42060B* | 60000 | 92.1% | Yes | 100 | 200 | 100 | 200 | 200 | 400 | 250 | 500
203359928 | PAYNE | PG92ESAA60080C* | 80000 | 92.1% | Yes | 100 | 200 | 100 | 200 | 200 | 400 | 250 | 500
203359930 | PAYNE | PG92ESAA60100C | 100000 | 92.1% | Yes | 100 | 200 | 100 | 200 | 200 | 400 | 250 | 500
203359932 | PAYNE | PG92ESAA60100C* | 100000 | 92.1% | Yes | 100 | 200 | 100 | 200 | 200 | 400 | 250 | 500
203359934 | PAYNE | PG92ESAA60120D | 120000 | 92.1% | Yes | 100 | 200 | 100 | 200 | 200 | 400 | 250 | 500
203360260 | PAYNE | PG95ESAA30026A*D | 26000 | 95% | Yes | 100 | 200 | 150 | 300 | 200 | 400 | 250 | 500
9121779 | PAYNE | PG95XAT30040A*D | 40000 | 95% | Yes | 100 | 200 | 150 | 300 | 200 | 400 | 250 | 500
9121780 | PAYNE | PG95XAT36040B**D | 40000 | 95% | Yes | 100 | 200 | 150 | 300 | 200 | 400 | 250 | 500
9121815 | PAYNE | PG96VAT30040A*D | 40000 | 95% | Yes | 100 | 200 | 150 | 300 | 200 | 400 | 250 | 500
203360262 | PAYNE | PG95ESAA36040B*D | 40000 | 95% | Yes | 100 | 200 | 150 | 300 | 200 | 400 | 250 | 500
203359167 | PAYNE | PG96VTAA36040B*D | 40000 | 95% | Yes | 100 | 200 | 150 | 300 | 200 | 400 | 250 | 500
203924699 | PAYNE | PG95ESAA30040A**D | 40000 | 95% | Yes | 100 | 200 | 150 | 300 | 200 | 400 | 250 | 500
203924700 | PAYNE | PG95ESAA30040A*D | 40000 | 95% | Yes | 100 | 200 | 150 | 300 | 200 | 400 | 250 | 500
203360618 | PAYNE | PG95ESAA36040B**D | 40000 | 95% | Yes | 100 | 200 | 150 | 300 | 200 | 400 | 250 | 500
203924819 | PAYNE | PG96VTAA30040A*D | 40000 | 95% | Yes | 100 | 200 | 150 | 300 | 200 | 400 | 250 | 500
8797301 | PAYNE | PG95XAT36060A* | 60000 | 95% | Yes | 100 | 200 | 150 | 300 | 200 | 400 | 250 | 500
204543726 | PAYNE | PG95ESUA48060B | 60000 | 95% | Yes | 100 | 200 | 150 | 300 | 200 | 400 | 250 | 500
9121781 | PAYNE | PG95XAT36060A**D | 60000 | 95% | Yes | 100 | 200 | 150 | 300 | 200 | 400 | 250 | 500
9121813 | PAYNE | PG95XAT42060B*D | 60000 | 95% | Yes | 100 | 200 | 150 | 300 | 200 | 400 | 250 | 500
9121816 | PAYNE | PG96VAT42060B*D | 60000 | 95% | Yes | 100 | 200 | 150 | 300 | 200 | 400 | 250 | 500
203360263 | PAYNE | PG95ESAA42060B*D | 60000 | 95% | Yes | 100 | 200 | 150 | 300 | 200 | 400 | 250 | 500
203359168 | PAYNE | PG96VTAA42060B*D | 60000 | 95% | Yes | 100 | 200 | 150 | 300 | 200 | 400 | 250 | 500
203924703 | PAYNE | PG95ESAA36060A**D | 60000 | 95% | Yes | 100 | 200 | 150 | 300 | 200 | 400 | 250 | 500
203924704 | PAYNE | PG95ESAA36060A*D | 60000 | 95% | Yes | 100 | 200 | 150 | 300 | 200 | 400 | 250 | 500
203360619 | PAYNE | PG95ESAA42060B**D | 60000 | 95% | Yes | 100 | 200 | 150 | 300 | 200 | 400 | 250 | 500
203924818 | PAYNE | PG96VTAA36060A | 60000 | 95% | Yes | 100 | 200 | 150 | 300 | 200 | 400 | 250 | 500
203924820 | PAYNE | PG96VTAA36060A*D | 60000 | 95% | Yes | 100 | 200 | 150 | 300 | 200 | 400 | 250 | 500
203924701 | PAYNE | PG95ESAA36060A | 60000 | 95% | Yes | 100 | 200 | 150 | 300 | 200 | 400 | 250 | 500
203924702 | PAYNE | PG95ESAA36060A* | 60000 | 95% | Yes | 100 | 200 | 150 | 300 | 200 | 400 | 250 | 500
204543741 | PAYNE | PG95ESUA60080C | 80000 | 95% | Yes | 100 | 200 | 150 | 300 | 200 | 400 | 250 | 500
9121782 | PAYNE | PG95XAT60080C*D | 80000 | 95% | Yes | 100 | 200 | 150 | 300 | 200 | 400 | 250 | 500
9121783 | PAYNE | PG95XAT48080B*D | 80000 | 95% | Yes | 100 | 200 | 150 | 300 | 200 | 400 | 250 | 500
9121817 | PAYNE | PG96VAT48080B*D | 80000 | 95% | Yes | 100 | 200 | 150 | 300 | 200 | 400 | 250 | 500
9128630 | PAYNE | PG96VAT60080C*D | 80000 | 95% | Yes | 100 | 200 | 150 | 300 | 200 | 400 | 250 | 500
203360265 | PAYNE | PG95ESAA48080B*D | 80000 | 95% | Yes | 100 | 200 | 150 | 300 | 200 | 400 | 250 | 500
203360267 | PAYNE | PG95ESAA60080C*D | 80000 | 95% | Yes | 100 | 200 | 150 | 300 | 200 | 400 | 250 | 500
203359169 | PAYNE | PG96VTAA48080B*D | 80000 | 95% | Yes | 100 | 200 | 150 | 300 | 200 | 400 | 250 | 500
203359170 | PAYNE | PG96VTAA60080C*D | 80000 | 95% | Yes | 100 | 200 | 150 | 300 | 200 | 400 | 250 | 500
203360620 | PAYNE | PG95ESAA48080B**D | 80000 | 95% | Yes | 100 | 200 | 150 | 300 | 200 | 400 | 250 | 500
203360621 | PAYNE | PG95ESAA60080C**D | 80000 | 95% | Yes | 100 | 200 | 150 | 300 | 200 | 400 | 250 | 500
9121777 | PAYNE | PG95XAT60100C*D | 100000 | 95% | Yes | 100 | 200 | 150 | 300 | 200 | 400 | 250 | 500
9121818 | PAYNE | PG96VAT60100C*D | 100000 | 95% | Yes | 100 | 200 | 150 | 300 | 200 | 400 | 250 | 500
203360269 | PAYNE | PG95ESAA60100C*D | 100000 | 95% | Yes | 100 | 200 | 150 | 300 | 200 | 400 | 250 | 500
203359171 | PAYNE | PG96VTAA60100C*D | 100000 | 95% | Yes | 100 | 200 | 150 | 300 | 200 | 400 | 250 | 500
203360622 | PAYNE | PG95ESAA60100C**D | 100000 | 95% | Yes | 100 | 200 | 150 | 300 | 200 | 400 | 250 | 500
204835501 | PAYNE | PG95ESUA60100C | 100000 | 95% | Yes | 100 | 200 | 150 | 300 | 200 | 400 | 250 | 500
9121778 | PAYNE | PG95XAT66120D*D | 120000 | 95% | Yes | 100 | 200 | 150 | 300 | 200 | 400 | 250 | 500
9121819 | PAYNE | PG96VAT66120D*D | 120000 | 95% | Yes | 100 | 200 | 150 | 300 | 200 | 400 | 250 | 500
203360271 | PAYNE | PG95ESAA66120D*D | 120000 | 95% | Yes | 100 | 200 | 150 | 300 | 200 | 400 | 250 | 500
203359172 | PAYNE | PG96VTAA66120D*D | 120000 | 95% | Yes | 100 | 200 | 150 | 300 | 200 | 400 | 250 | 500
203360623 | PAYNE | PG95ESAA66120D**D | 120000 | 95% | Yes | 100 | 200 | 150 | 300 | 200 | 400 | 250 | 500
203360258 | PAYNE | PG95ESAA66140D | 140000 | 95% | Yes | 100 | 200 | 150 | 300 | 200 | 400 | 250 | 500
203360273 | PAYNE | PG95ESAA66140D*D | 140000 | 95% | Yes | 100 | 200 | 150 | 300 | 200 | 400 | 250 | 500
203360244 | PAYNE | PG95ESAA30026A | 26000 | 96% | Yes | 100 | 200 | 200 | 400 | 200 | 400 | 250 | 500
8797300 | PAYNE | PG95XAT36040B* | 40000 | 96% | Yes | 100 | 200 | 200 | 400 | 200 | 400 | 250 | 500
5267118 | PAYNE | PG96VAT30040A | 40000 | 96% | Yes | 100 | 200 | 200 | 400 | 200 | 400 | 250 | 500
203360245 | PAYNE | PG95ESAA36040B | 40000 | 96% | Yes | 100 | 200 | 200 | 400 | 200 | 400 | 250 | 500
203359161 | PAYNE | PG96VTAA36040B | 40000 | 96% | Yes | 100 | 200 | 200 | 400 | 200 | 400 | 250 | 500
5267121 | PAYNE | PG96VAT66120D | 120000 | 96% | Yes | 100 | 200 | 200 | 400 | 200 | 400 | 250 | 500
203360256 | PAYNE | PG95ESAA66120D | 120000 | 96% | Yes | 100 | 200 | 200 | 400 | 200 | 400 | 250 | 500
203359166 | PAYNE | PG96VTAA66120D | 120000 | 96% | Yes | 100 | 200 | 200 | 400 | 200 | 400 | 250 | 500
4708470 | PAYNE | PG95XAT66120D | 120000 | 96% | Yes | 100 | 200 | 200 | 400 | 200 | 400 | 250 | 500
5267119 | PAYNE | PG96VAT42060B | 60000 | 96% | Yes | 100 | 200 | 200 | 400 | 200 | 400 | 250 | 500
203360247 | PAYNE | PG95ESAA42060B | 60000 | 96% | Yes | 100 | 200 | 200 | 400 | 200 | 400 | 250 | 500
203359162 | PAYNE | PG96VTAA42060B | 60000 | 96% | Yes | 100 | 200 | 200 | 400 | 200 | 400 | 250 | 500
203360613 | PAYNE | PG95ESAA42060B* | 60000 | 96% | Yes | 100 | 200 | 200 | 400 | 200 | 400 | 250 | 500
4740266 | PAYNE | PG95XAT42060B | 60000 | 96% | Yes | 100 | 200 | 200 | 400 | 200 | 400 | 250 | 500
203924697 | PAYNE | PG95ESAA30040A | 40000 | 96% | Yes | 100 | 200 | 200 | 400 | 200 | 400 | 250 | 500
203924698 | PAYNE | PG95ESAA30040A* | 40000 | 96% | Yes | 100 | 200 | 200 | 400 | 200 | 400 | 250 | 500
203360612 | PAYNE | PG95ESAA36040B* | 40000 | 96% | Yes | 100 | 200 | 200 | 400 | 200 | 400 | 250 | 500
203924817 | PAYNE | PG96VTAA30040A | 40000 | 96% | Yes | 100 | 200 | 200 | 400 | 200 | 400 | 250 | 500
4708466 | PAYNE | PG95XAT30040A | 40000 | 96% | Yes | 100 | 200 | 200 | 400 | 200 | 400 | 250 | 500
5267120 | PAYNE | PG96VAT48080B | 80000 | 96% | Yes | 100 | 200 | 200 | 400 | 200 | 400 | 250 | 500
5267122 | PAYNE | PG96VAT60080C | 80000 | 96% | Yes | 100 | 200 | 200 | 400 | 200 | 400 | 250 | 500
5039817 | PAYNE | PG95XAT60080C | 80000 | 96% | Yes | 100 | 200 | 200 | 400 | 200 | 400 | 250 | 500
203360249 | PAYNE | PG95ESAA48080B | 80000 | 96% | Yes | 100 | 200 | 200 | 400 | 200 | 400 | 250 | 500
203360251 | PAYNE | PG95ESAA60080C | 80000 | 96% | Yes | 100 | 200 | 200 | 400 | 200 | 400 | 250 | 500
203359163 | PAYNE | PG96VTAA48080B | 80000 | 96% | Yes | 100 | 200 | 200 | 400 | 200 | 400 | 250 | 500
203359164 | PAYNE | PG96VTAA60080C | 80000 | 96% | Yes | 100 | 200 | 200 | 400 | 200 | 400 | 250 | 500
203360614 | PAYNE | PG95ESAA48080B* | 80000 | 96% | Yes | 100 | 200 | 200 | 400 | 200 | 400 | 250 | 500
203360615 | PAYNE | PG95ESAA60080C* | 80000 | 96% | Yes | 100 | 200 | 200 | 400 | 200 | 400 | 250 | 500
4708468 | PAYNE | PG95XAT48080B | 80000 | 96% | Yes | 100 | 200 | 200 | 400 | 200 | 400 | 250 | 500
5267123 | PAYNE | PG96VAT60100C | 100000 | 96% | Yes | 100 | 200 | 200 | 400 | 200 | 400 | 250 | 500
5039818 | PAYNE | PG95XAT60100C | 100000 | 96% | Yes | 100 | 200 | 200 | 400 | 200 | 400 | 250 | 500
203360253 | PAYNE | PG95ESAA60100C | 100000 | 96% | Yes | 100 | 200 | 200 | 400 | 200 | 400 | 250 | 500
203359165 | PAYNE | PG96VTAA60100C | 100000 | 96% | Yes | 100 | 200 | 200 | 400 | 200 | 400 | 250 | 500
203360616 | PAYNE | PG95ESAA60100C* | 100000 | 96% | Yes | 100 | 200 | 200 | 400 | 200 | 400 | 250 | 500
203360617 | PAYNE | PG95ESAA66120D* | 120000 | 96% | Yes | 100 | 200 | 200 | 400 | 200 | 400 | 250 | 500
211779035 | PAYNE | PG92MSAA60120D* | 120000 | 92.1% | Yes | 100 | 200 | 100 | 200 | 200 | 400 | 250 | 500
212595234 | PAYNE | PG96VTAB48080B | 80000 | 96.2% | Yes | 100 | 200 | 200 | 400 | 200 | 400 | 250 | 500
212595236 | PAYNE | PG96VTAB48080B*D | 80000 | 95% | Yes | 100 | 200 | 150 | 300 | 200 | 400 | 250 | 500
212595238 | PAYNE | PG96VTAB60080C | 80000 | 96.7% | Yes | 100 | 200 | 200 | 400 | 200 | 400 | 250 | 500
212595240 | PAYNE | PG96VTAB60080C*D | 80000 | 95% | Yes | 100 | 200 | 150 | 300 | 200 | 400 | 250 | 500
212595124 | PAYNE | PG96VTAB36060A | 60000 | 95% | Yes | 100 | 200 | 150 | 300 | 200 | 400 | 250 | 500
212595126 | PAYNE | PG96VTAB36060A*D | 60000 | 95% | Yes | 100 | 200 | 150 | 300 | 200 | 400 | 250 | 500
212595128 | PAYNE | PG96VTAB48060B | 60000 | 96.3% | Yes | 100 | 200 | 200 | 400 | 200 | 400 | 250 | 500
212595130 | PAYNE | PG96VTAB48060B*D | 60000 | 95% | Yes | 100 | 200 | 150 | 300 | 200 | 400 | 250 | 500
212595382 | PAYNE | PG96VTAB66120D | 120000 | 96.7% | Yes | 100 | 200 | 200 | 400 | 200 | 400 | 250 | 500
212595384 | PAYNE | PG96VTAB66120D*D | 120000 | 95% | Yes | 100 | 200 | 150 | 300 | 200 | 400 | 250 | 500
205645637 | PAYNE | PG95ESUA36040B | 40000 | 95% | Yes | 100 | 200 | 150 | 300 | 200 | 400 | 250 | 500
212595014 | PAYNE | PG96VTAB30040A | 40000 | 96% | Yes | 100 | 200 | 200 | 400 | 200 | 400 | 250 | 500
212595016 | PAYNE | PG96VTAB30040A*D | 40000 | 95% | Yes | 100 | 200 | 150 | 300 | 200 | 400 | 250 | 500
212595018 | PAYNE | PG96VTAB36040B | 40000 | 96% | Yes | 100 | 200 | 200 | 400 | 200 | 400 | 250 | 500
212595020 | PAYNE | PG96VTAB36040B*D | 40000 | 95% | Yes | 100 | 200 | 150 | 300 | 200 | 400 | 250 | 500
212595322 | PAYNE | PG96VTAB60100C | 100000 | 96.1% | Yes | 100 | 200 | 200 | 400 | 200 | 400 | 250 | 500
212595324 | PAYNE | PG96VTAB60100C*D | 100000 | 95% | Yes | 100 | 200 | 150 | 300 | 200 | 400 | 250 | 500
211779005 | PAYNE | PG92MSAA36040A | 40000 | 92.1% | Yes | 100 | 200 | 100 | 200 | 200 | 400 | 250 | 500
211779007 | PAYNE | PG92MSAA36040A* | 40000 | 92.1% | Yes | 100 | 200 | 100 | 200 | 200 | 400 | 250 | 500
211779009 | PAYNE | PG92MSAA36040B | 40000 | 92.1% | Yes | 100 | 200 | 100 | 200 | 200 | 400 | 250 | 500
211779011 | PAYNE | PG92MSAA36040B* | 40000 | 92.1% | Yes | 100 | 200 | 100 | 200 | 200 | 400 | 250 | 500
211779013 | PAYNE | PG92MSAA36060A | 60000 | 92.1% | Yes | 100 | 200 | 100 | 200 | 200 | 400 | 250 | 500
211779015 | PAYNE | PG92MSAA36060A* | 60000 | 92.1% | Yes | 100 | 200 | 100 | 200 | 200 | 400 | 250 | 500
211779017 | PAYNE | PG92MSAA42060B | 60000 | 92.1% | Yes | 100 | 200 | 100 | 200 | 200 | 400 | 250 | 500
211779019 | PAYNE | PG92MSAA42060B* | 60000 | 92.1% | Yes | 100 | 200 | 100 | 200 | 200 | 400 | 250 | 500
211779021 | PAYNE | PG92MSAA48080B | 80000 | 92.1% | Yes | 100 | 200 | 100 | 200 | 200 | 400 | 250 | 500
211779023 | PAYNE | PG92MSAA48080B* | 80000 | 92.1% | Yes | 100 | 200 | 100 | 200 | 200 | 400 | 250 | 500
211779025 | PAYNE | PG92MSAA60080C | 80000 | 92.1% | Yes | 100 | 200 | 100 | 200 | 200 | 400 | 250 | 500
211779027 | PAYNE | PG92MSAA60080C* | 80000 | 92.1% | Yes | 100 | 200 | 100 | 200 | 200 | 400 | 250 | 500
211779029 | PAYNE | PG92MSAA60100C | 100000 | 92.1% | Yes | 100 | 200 | 100 | 200 | 200 | 400 | 250 | 500
211779031 | PAYNE | PG92MSAA60100C* | 100000 | 92.1% | Yes | 100 | 200 | 100 | 200 | 200 | 400 | 250 | 500
211779033 | PAYNE | PG92MSAA60120D | 120000 | 92.1% | Yes | 100 | 200 | 100 | 200 | 200 | 400 | 250 | 500
211780747 | PAYNE | PG96MSAA48080B | 80000 | 97% | Yes | 100 | 200 | 200 | 400 | 200 | 400 | 250 | 500
211780749 | PAYNE | PG96MSAA48080B* | 80000 | 97% | Yes | 100 | 200 | 200 | 400 | 200 | 400 | 250 | 500
211779530 | PAYNE | PG96MSAA48060B | 60000 | 97% | Yes | 100 | 200 | 200 | 400 | 200 | 400 | 250 | 500
211779532 | PAYNE | PG96MSAA48060B* | 60000 | 97% | Yes | 100 | 200 | 200 | 400 | 200 | 400 | 250 | 500
211779534 | PAYNE | PG96MSAA48060B**D | 60000 | 95% | Yes | 100 | 200 | 150 | 300 | 200 | 400 | 250 | 500
211779537 | PAYNE | PG96MSAA48060B*D | 60000 | 95% | Yes | 100 | 200 | 150 | 300 | 200 | 400 | 250 | 500
211779539 | PAYNE | PG96MSAA48080B**D | 80000 | 95% | Yes | 100 | 200 | 150 | 300 | 200 | 400 | 250 | 500
211779542 | PAYNE | PG96MSAA48080B*D | 80000 | 95% | Yes | 100 | 200 | 150 | 300 | 200 | 400 | 250 | 500
211779545 | PAYNE | PG96MSAA60080C | 80000 | 97% | Yes | 100 | 200 | 200 | 400 | 200 | 400 | 250 | 500
211779547 | PAYNE | PG96MSAA60080C* | 80000 | 97% | Yes | 100 | 200 | 200 | 400 | 200 | 400 | 250 | 500
211779549 | PAYNE | PG96MSAA60080C**D | 80000 | 95% | Yes | 100 | 200 | 150 | 300 | 200 | 400 | 250 | 500
211779552 | PAYNE | PG96MSAA60080C*D | 80000 | 95% | Yes | 100 | 200 | 150 | 300 | 200 | 400 | 250 | 500
211779555 | PAYNE | PG96MSAA60100C | 100000 | 96.3% | Yes | 100 | 200 | 200 | 400 | 200 | 400 | 250 | 500
211779557 | PAYNE | PG96MSAA60100C* | 100000 | 96.3% | Yes | 100 | 200 | 200 | 400 | 200 | 400 | 250 | 500
211779559 | PAYNE | PG96MSAA60100C**D | 100000 | 95% | Yes | 100 | 200 | 150 | 300 | 200 | 400 | 250 | 500
211779562 | PAYNE | PG96MSAA60100C*D | 100000 | 95% | Yes | 100 | 200 | 150 | 300 | 200 | 400 | 250 | 500
211779565 | PAYNE | PG96MSAA66120D | 120000 | 96.1% | Yes | 100 | 200 | 200 | 400 | 200 | 400 | 250 | 500
211779567 | PAYNE | PG96MSAA66120D* | 120000 | 96.1% | Yes | 100 | 200 | 200 | 400 | 200 | 400 | 250 | 500
211779569 | PAYNE | PG96MSAA66120D**D | 120000 | 95% | Yes | 100 | 200 | 150 | 300 | 200 | 400 | 250 | 500
211779572 | PAYNE | PG96MSAA66120D*D | 120000 | 95% | Yes | 100 | 200 | 150 | 300 | 200 | 400 | 250 | 500
211779494 | PAYNE | PG96MSAA30026A | 26000 | 96% | Yes | 100 | 200 | 200 | 400 | 200 | 400 | 250 | 500
211779497 | PAYNE | PG96MSAA30026A*D | 26000 | 95% | Yes | 100 | 200 | 150 | 300 | 200 | 400 | 250 | 500
211779500 | PAYNE | PG96MSAA30040A | 40000 | 96% | Yes | 100 | 200 | 200 | 400 | 200 | 400 | 250 | 500
211779502 | PAYNE | PG96MSAA30040A* | 40000 | 96% | Yes | 100 | 200 | 200 | 400 | 200 | 400 | 250 | 500
211779504 | PAYNE | PG96MSAA30040A**D | 40000 | 95% | Yes | 100 | 200 | 150 | 300 | 200 | 400 | 250 | 500
211779507 | PAYNE | PG96MSAA30040A*D | 40000 | 95% | Yes | 100 | 200 | 150 | 300 | 200 | 400 | 250 | 500
211779510 | PAYNE | PG96MSAA36040B | 40000 | 96.7% | Yes | 100 | 200 | 200 | 400 | 200 | 400 | 250 | 500
211779512 | PAYNE | PG96MSAA36040B* | 40000 | 96.7% | Yes | 100 | 200 | 200 | 400 | 200 | 400 | 250 | 500
211779514 | PAYNE | PG96MSAA36040B**D | 40000 | 95% | Yes | 100 | 200 | 150 | 300 | 200 | 400 | 250 | 500
211779517 | PAYNE | PG96MSAA36040B*D | 40000 | 95% | Yes | 100 | 200 | 150 | 300 | 200 | 400 | 250 | 500
211779520 | PAYNE | PG96MSAA36060A | 60000 | 95% | Yes | 100 | 200 | 150 | 300 | 200 | 400 | 250 | 500
211779522 | PAYNE | PG96MSAA36060A* | 60000 | 95% | Yes | 100 | 200 | 150 | 300 | 200 | 400 | 250 | 500
211779524 | PAYNE | PG96MSAA36060A**D | 60000 | 95% | Yes | 100 | 200 | 150 | 300 | 200 | 400 | 250 | 500
211779527 | PAYNE | PG96MSAA36060A*D | 60000 | 95% | Yes | 100 | 200 | 150 | 300 | 200 | 400 | 250 | 500
211781326 | PAYNE | PG95MSUA36040B | 40000 | 95% | Yes | 100 | 200 | 150 | 300 | 200 | 400 | 250 | 500
211781327 | PAYNE | PG95MSUA48060B | 60000 | 95% | Yes | 100 | 200 | 150 | 300 | 200 | 400 | 250 | 500
211781329 | PAYNE | PG95MSUA60080C | 80000 | 95% | Yes | 100 | 200 | 150 | 300 | 200 | 400 | 250 | 500
211781331 | PAYNE | PG95MSUA60100C | 100000 | 95% | Yes | 100 | 200 | 150 | 300 | 200 | 400 | 250 | 500
211779575 | PAYNE | PG96MSAA66140D | 140000 | 95% | Yes | 100 | 200 | 150 | 300 | 200 | 400 | 250 | 500
211779578 | PAYNE | PG96MSAA66140D*D | 140000 | 95% | Yes | 100 | 200 | 150 | 300 | 200 | 400 | 250 | 500
201703481 | PHILCO | FG7SL 054D-24B | 54000 | 92.1% | No | 100 | 200 | 0 | 0 | 100 | 200 | 250 | 500
201713030 | PHILCO | FG7SC 038D-23A* | 38000 | 92.1% | No | 100 | 200 | 0 | 0 | 100 | 200 | 250 | 500
201714326 | PHILCO | KG7SD 038D-24B* | 38000 | 95% | No | 100 | 200 | 0 | 0 | 100 | 200 | 250 | 500
201704518 | PHILCO | KG7SD 038D-24B | 38000 | 95% | No | 100 | 200 | 0 | 0 | 100 | 200 | 250 | 500
201713156 | PHILCO | FG7SD 038D-24B* | 38000 | 95% | No | 100 | 200 | 0 | 0 | 100 | 200 | 250 | 500
201704771 | PHILCO | KG7SL 054D-24B | 54000 | 92.1% | No | 100 | 200 | 0 | 0 | 100 | 200 | 250 | 500
201704794 | PHILCO | KG7SL 072D-24B | 72000 | 92.1% | No | 100 | 200 | 0 | 0 | 100 | 200 | 250 | 500
201703499 | PHILCO | FG7SL 072D-24B | 72000 | 92.1% | No | 100 | 200 | 0 | 0 | 100 | 200 | 250 | 500
201713066 | PHILCO | FG7SC 072D-24B* | 72000 | 92.1% | No | 100 | 200 | 0 | 0 | 100 | 200 | 250 | 500
201713084 | PHILCO | FG7SC 072D-35C* | 72000 | 92.1% | No | 100 | 200 | 0 | 0 | 100 | 200 | 250 | 500
201714165 | PHILCO | KG7SC 038D-23A* | 38000 | 92.1% | No | 100 | 200 | 0 | 0 | 100 | 200 | 250 | 500
201714372 | PHILCO | KG7SD 072D-35C* | 72000 | 95% | No | 100 | 200 | 0 | 0 | 100 | 200 | 250 | 500
201713534 | PHILCO | FG7SM 072D-35C* | 72000 | 95% | No | 100 | 200 | 0 | 0 | 100 | 200 | 250 | 500
201714579 | PHILCO | KG7SM 072D-35C* | 72000 | 95% | No | 100 | 200 | 0 | 0 | 100 | 200 | 250 | 500
201703283 | PHILCO | FG7SD 038D-24B | 38000 | 95% | No | 100 | 200 | 0 | 0 | 100 | 200 | 250 | 500
201703517 | PHILCO | FG7SL 090D-35C | 90000 | 92.1% | No | 100 | 200 | 0 | 0 | 100 | 200 | 250 | 500
201714188 | PHILCO | KG7SC 054D-24B* | 54000 | 92.1% | No | 100 | 200 | 0 | 0 | 100 | 200 | 250 | 500
201713444 | PHILCO | FG7SL 054D-24B* | 54000 | 92.1% | No | 100 | 200 | 0 | 0 | 100 | 200 | 250 | 500
201714464 | PHILCO | KG7SL 054D-24B* | 54000 | 92.1% | No | 100 | 200 | 0 | 0 | 100 | 200 | 250 | 500
201704380 | PHILCO | KG7SC 054D-24B | 54000 | 92.1% | No | 100 | 200 | 0 | 0 | 100 | 200 | 250 | 500
201714257 | PHILCO | KG7SC 090D-35C* | 90000 | 92.1% | No | 100 | 200 | 0 | 0 | 100 | 200 | 250 | 500
201713480 | PHILCO | FG7SL 090D-35C* | 90000 | 92.1% | No | 100 | 200 | 0 | 0 | 100 | 200 | 250 | 500
201714303 | PHILCO | KG7SC 120D-45D* | 120000 | 92.1% | No | 100 | 200 | 0 | 0 | 100 | 200 | 250 | 500
201714533 | PHILCO | KG7SL 120D-45D* | 120000 | 92.1% | No | 100 | 200 | 0 | 0 | 100 | 200 | 250 | 500
201703535 | PHILCO | FG7SL 120D-45D | 120000 | 92.1% | No | 100 | 200 | 0 | 0 | 100 | 200 | 250 | 500
201704357 | PHILCO | KG7SC 038D-23A | 38000 | 92.1% | No | 100 | 200 | 0 | 0 | 100 | 200 | 250 | 500
201703157 | PHILCO | FG7SC 038D-23A | 38000 | 92.1% | No | 100 | 200 | 0 | 0 | 100 | 200 | 250 | 500
201714487 | PHILCO | KG7SL 072D-24B* | 72000 | 92.1% | No | 100 | 200 | 0 | 0 | 100 | 200 | 250 | 500
201704403 | PHILCO | KG7SC 072D-24B | 72000 | 92.1% | No | 100 | 200 | 0 | 0 | 100 | 200 | 250 | 500
201714211 | PHILCO | KG7SC 072D-24B* | 72000 | 92.1% | No | 100 | 200 | 0 | 0 | 100 | 200 | 250 | 500
201714234 | PHILCO | KG7SC 072D-35C* | 72000 | 92.1% | No | 100 | 200 | 0 | 0 | 100 | 200 | 250 | 500
201713462 | PHILCO | FG7SL 072D-24B* | 72000 | 92.1% | No | 100 | 200 | 0 | 0 | 100 | 200 | 250 | 500
201704426 | PHILCO | KG7SC 072D-35C | 72000 | 92.1% | No | 100 | 200 | 0 | 0 | 100 | 200 | 250 | 500
201703193 | PHILCO | FG7SC 072D-24B | 72000 | 92.1% | No | 100 | 200 | 0 | 0 | 100 | 200 | 250 | 500
201703211 | PHILCO | FG7SC 072D-35C | 72000 | 92.1% | No | 100 | 200 | 0 | 0 | 100 | 200 | 250 | 500
201703571 | PHILCO | FG7SM 072D-35C | 72000 | 95% | No | 100 | 200 | 0 | 0 | 100 | 200 | 250 | 500
201704564 | PHILCO | KG7SD 072D-35C | 72000 | 95% | No | 100 | 200 | 0 | 0 | 100 | 200 | 250 | 500
201713210 | PHILCO | FG7SD 072D-35C* | 72000 | 95% | No | 100 | 200 | 0 | 0 | 100 | 200 | 250 | 500
201703319 | PHILCO | FG7SD 072D-35C | 72000 | 95% | No | 100 | 200 | 0 | 0 | 100 | 200 | 250 | 500
201703175 | PHILCO | FG7SC 054D-24B | 54000 | 92.1% | No | 100 | 200 | 0 | 0 | 100 | 200 | 250 | 500
201704886 | PHILCO | KG7SM 072D-35C | 72000 | 95% | No | 100 | 200 | 0 | 0 | 100 | 200 | 250 | 500
201713048 | PHILCO | FG7SC 054D-24B* | 54000 | 92.1% | No | 100 | 200 | 0 | 0 | 100 | 200 | 250 | 500
201703553 | PHILCO | FG7SM 054D-24B | 54000 | 95% | No | 100 | 200 | 0 | 0 | 100 | 200 | 250 | 500
201714349 | PHILCO | KG7SD 054D-24B* | 54000 | 95% | No | 100 | 200 | 0 | 0 | 100 | 200 | 250 | 500
201713516 | PHILCO | FG7SM 054D-24B* | 54000 | 95% | No | 100 | 200 | 0 | 0 | 100 | 200 | 250 | 500
201714556 | PHILCO | KG7SM 054D-24B* | 54000 | 95% | No | 100 | 200 | 0 | 0 | 100 | 200 | 250 | 500
201704541 | PHILCO | KG7SD 054D-24B | 54000 | 95% | No | 100 | 200 | 0 | 0 | 100 | 200 | 250 | 500
201713192 | PHILCO | FG7SD 054D-24B* | 54000 | 95% | No | 100 | 200 | 0 | 0 | 100 | 200 | 250 | 500
201703301 | PHILCO | FG7SD 054D-24B | 54000 | 95% | No | 100 | 200 | 0 | 0 | 100 | 200 | 250 | 500
201704863 | PHILCO | KG7SM 054D-24B | 54000 | 95% | No | 100 | 200 | 0 | 0 | 100 | 200 | 250 | 500
201714510 | PHILCO | KG7SL 090D-35C* | 90000 | 92.1% | No | 100 | 200 | 0 | 0 | 100 | 200 | 250 | 500
201704449 | PHILCO | KG7SC 090D-35C | 90000 | 92.1% | No | 100 | 200 | 0 | 0 | 100 | 200 | 250 | 500
201713102 | PHILCO | FG7SC 090D-35C* | 90000 | 92.1% | No | 100 | 200 | 0 | 0 | 100 | 200 | 250 | 500
201703229 | PHILCO | FG7SC 090D-35C | 90000 | 92.1% | No | 100 | 200 | 0 | 0 | 100 | 200 | 250 | 500
201704817 | PHILCO | KG7SL 090D-35C | 90000 | 92.1% | No | 100 | 200 | 0 | 0 | 100 | 200 | 250 | 500
201703589 | PHILCO | FG7SM 090D-35C | 90000 | 95% | No | 100 | 200 | 0 | 0 | 100 | 200 | 250 | 500
201714395 | PHILCO | KG7SD 090D-35C* | 90000 | 95% | No | 100 | 200 | 0 | 0 | 100 | 200 | 250 | 500
201713552 | PHILCO | FG7SM 090D-35C* | 90000 | 95% | No | 100 | 200 | 0 | 0 | 100 | 200 | 250 | 500
201714602 | PHILCO | KG7SM 090D-35C* | 90000 | 95% | No | 100 | 200 | 0 | 0 | 100 | 200 | 250 | 500
201704587 | PHILCO | KG7SD 090D-35C | 90000 | 95% | No | 100 | 200 | 0 | 0 | 100 | 200 | 250 | 500
201713246 | PHILCO | FG7SD 090D-35C* | 90000 | 95% | No | 100 | 200 | 0 | 0 | 100 | 200 | 250 | 500
201703337 | PHILCO | FG7SD 090D-35C | 90000 | 95% | No | 100 | 200 | 0 | 0 | 100 | 200 | 250 | 500
201704909 | PHILCO | KG7SM 090D-35C | 90000 | 95% | No | 100 | 200 | 0 | 0 | 100 | 200 | 250 | 500
201714280 | PHILCO | KG7SC 108D-45D* | 108000 | 92.1% | No | 100 | 200 | 0 | 0 | 100 | 200 | 250 | 500
201713120 | PHILCO | FG7SC 108D-45D* | 108000 | 92.1% | No | 100 | 200 | 0 | 0 | 100 | 200 | 250 | 500
201704472 | PHILCO | KG7SC 108D-45D | 108000 | 92.1% | No | 100 | 200 | 0 | 0 | 100 | 200 | 250 | 500
201703247 | PHILCO | FG7SC 108D-45D | 108000 | 92.1% | No | 100 | 200 | 0 | 0 | 100 | 200 | 250 | 500
201714418 | PHILCO | KG7SD 108D-45D* | 108000 | 95% | No | 100 | 200 | 0 | 0 | 100 | 200 | 250 | 500
201704610 | PHILCO | KG7SD 108D-45D | 108000 | 95% | No | 100 | 200 | 0 | 0 | 100 | 200 | 250 | 500
201713300 | PHILCO | FG7SD 108D-45D* | 108000 | 95% | No | 100 | 200 | 0 | 0 | 100 | 200 | 250 | 500
201703355 | PHILCO | FG7SD 108D-45D | 108000 | 95% | No | 100 | 200 | 0 | 0 | 100 | 200 | 250 | 500
201703607 | PHILCO | FG7SM 118D-45D | 118000 | 95% | No | 100 | 200 | 0 | 0 | 100 | 200 | 250 | 500
201713570 | PHILCO | FG7SM 118D-45D* | 118000 | 95% | No | 100 | 200 | 0 | 0 | 100 | 200 | 250 | 500
201714625 | PHILCO | KG7SM 118D-45D* | 118000 | 95% | No | 100 | 200 | 0 | 0 | 100 | 200 | 250 | 500
201704932 | PHILCO | KG7SM 118D-45D | 118000 | 95% | No | 100 | 200 | 0 | 0 | 100 | 200 | 250 | 500
201713498 | PHILCO | FG7SL 120D-45D* | 120000 | 92.1% | No | 100 | 200 | 0 | 0 | 100 | 200 | 250 | 500
201713138 | PHILCO | FG7SC 120D-45D* | 120000 | 92.1% | No | 100 | 200 | 0 | 0 | 100 | 200 | 250 | 500
201704495 | PHILCO | KG7SC 120D-45D | 120000 | 92.1% | No | 100 | 200 | 0 | 0 | 100 | 200 | 250 | 500
201703265 | PHILCO | FG7SC 120D-45D | 120000 | 92.1% | No | 100 | 200 | 0 | 0 | 100 | 200 | 250 | 500
201704840 | PHILCO | KG7SL 120D-45D | 120000 | 92.1% | No | 100 | 200 | 0 | 0 | 100 | 200 | 250 | 500
201714441 | PHILCO | KG7SD 120D-45D* | 120000 | 95% | No | 100 | 200 | 0 | 0 | 100 | 200 | 250 | 500
201704633 | PHILCO | KG7SD 120D-45D | 120000 | 95% | No | 100 | 200 | 0 | 0 | 100 | 200 | 250 | 500
201713336 | PHILCO | FG7SD 120D-45D* | 120000 | 95% | No | 100 | 200 | 0 | 0 | 100 | 200 | 250 | 500
201703373 | PHILCO | FG7SD 120D-45D | 120000 | 95% | No | 100 | 200 | 0 | 0 | 100 | 200 | 250 | 500
204747333 | PHILCO | KG7SC-054D-T24B* | 54000 | 92% | Yes | 100 | 200 | 100 | 200 | 200 | 400 | 250 | 500
201713786 | PHILCO | FG7SD 038D-23EB* | 38000 | 95% | Yes | 100 | 200 | 150 | 300 | 200 | 400 | 250 | 500
201713806 | PHILCO | KG7SD 038D-23EB1 | 38000 | 95% | Yes | 100 | 200 | 150 | 300 | 200 | 400 | 250 | 500
201711693 | PHILCO | FG7SD 054D-23EB | 54000 | 95% | Yes | 100 | 200 | 150 | 300 | 200 | 400 | 250 | 500
201711785 | PHILCO | KG7SD 054D-23EB | 54000 | 95% | Yes | 100 | 200 | 150 | 300 | 200 | 400 | 250 | 500
201714648 | PHILCO | KG7SD 054D-23EB* | 54000 | 95% | Yes | 100 | 200 | 150 | 300 | 200 | 400 | 250 | 500
201713174 | PHILCO | FG7SD 054D-23EB* | 54000 | 95% | Yes | 100 | 200 | 150 | 300 | 200 | 400 | 250 | 500
201714740 | PHILCO | KG7SD 120D-35ED* | 120000 | 94.3% | Yes | 100 | 200 | 150 | 300 | 200 | 400 | 250 | 500
204037005 | PHILCO | KG7TC-060*-E24B1 | 60000 | 95% | Yes | 100 | 200 | 150 | 300 | 200 | 400 | 250 | 500
204037043 | PHILCO | FG7TC-060*-V24B1 | 60000 | 95% | Yes | 100 | 200 | 150 | 300 | 200 | 400 | 250 | 500
204036814 | PHILCO | KG7TC-060D-E24B1 | 60000 | 95% | Yes | 100 | 200 | 150 | 300 | 200 | 400 | 250 | 500
204036820 | PHILCO | FG7TC-060D-V24B1 | 60000 | 95% | Yes | 100 | 200 | 150 | 300 | 200 | 400 | 250 | 500
201711711 | PHILCO | FG7SD 072D-35EC | 72000 | 95% | Yes | 100 | 200 | 150 | 300 | 200 | 400 | 250 | 500
201711808 | PHILCO | KG7SD 072D-35EC | 72000 | 95% | Yes | 100 | 200 | 150 | 300 | 200 | 400 | 250 | 500
201714671 | PHILCO | KG7SD 072D-35EC* | 72000 | 95% | Yes | 100 | 200 | 150 | 300 | 200 | 400 | 250 | 500
201713228 | PHILCO | FG7SD 072D-35EC* | 72000 | 95% | Yes | 100 | 200 | 150 | 300 | 200 | 400 | 250 | 500
201705093 | PHILCO | KG7TC 060*-*B* | 60000 | 95.1% | Yes | 100 | 200 | 150 | 300 | 200 | 400 | 250 | 500
201703733 | PHILCO | FG7TC 060*-*B* | 60000 | 95.1% | Yes | 100 | 200 | 150 | 300 | 200 | 400 | 250 | 500
201710370 | PHILCO | G7TC 060*-24B* | 60000 | 95.1% | Yes | 100 | 200 | 150 | 300 | 200 | 400 | 250 | 500
202330107 | PHILCO | KGSD 038D-23EB* | 38000 | 95% | Yes | 100 | 200 | 150 | 300 | 200 | 400 | 250 | 500
204037014 | PHILCO | KG7TC-080*-E35C1 | 80000 | 95% | Yes | 100 | 200 | 150 | 300 | 200 | 400 | 250 | 500
204037049 | PHILCO | FG7TC-080*-V35C1 | 80000 | 95% | Yes | 100 | 200 | 150 | 300 | 200 | 400 | 250 | 500
204036829 | PHILCO | KG7TC-080D-E35C1 | 80000 | 95% | Yes | 100 | 200 | 150 | 300 | 200 | 400 | 250 | 500
204036835 | PHILCO | FG7TC-080D-V35C1 | 80000 | 95% | Yes | 100 | 200 | 150 | 300 | 200 | 400 | 250 | 500
201703751 | PHILCO | FG7TC 080*-*C* | 80000 | 95.1% | Yes | 100 | 200 | 150 | 300 | 200 | 400 | 250 | 500
201705116 | PHILCO | KG7TC 080*-*C* | 80000 | 95.1% | Yes | 100 | 200 | 150 | 300 | 200 | 400 | 250 | 500
201710388 | PHILCO | G7TC 080*-35C* | 80000 | 95.1% | Yes | 100 | 200 | 150 | 300 | 200 | 400 | 250 | 500
201711729 | PHILCO | FG7SD 090D-35EC | 90000 | 95% | Yes | 100 | 200 | 150 | 300 | 200 | 400 | 250 | 500
201711831 | PHILCO | KG7SD 090D-35EC | 90000 | 95% | Yes | 100 | 200 | 150 | 300 | 200 | 400 | 250 | 500
201714694 | PHILCO | KG7SD 090D-35EC* | 90000 | 95% | Yes | 100 | 200 | 150 | 300 | 200 | 400 | 250 | 500
201713264 | PHILCO | FG7SD 090D-35EC* | 90000 | 95% | Yes | 100 | 200 | 150 | 300 | 200 | 400 | 250 | 500
204036844 | PHILCO | KG7TC-100D-E35C1 | 100000 | 95% | Yes | 100 | 200 | 150 | 300 | 200 | 400 | 250 | 500
204036850 | PHILCO | FG7TC-100D-V35C1 | 100000 | 95% | Yes | 100 | 200 | 150 | 300 | 200 | 400 | 250 | 500
204037023 | PHILCO | KG7TC-100*-E35C1 | 100000 | 95% | Yes | 100 | 200 | 150 | 300 | 200 | 400 | 250 | 500
204037055 | PHILCO | FG7TC-100*-V35C1 | 100000 | 95% | Yes | 100 | 200 | 150 | 300 | 200 | 400 | 250 | 500
201704035 | PHILCO | FG7TC 100*-*C* | 100000 | 95.1% | Yes | 100 | 200 | 150 | 300 | 200 | 400 | 250 | 500
201705139 | PHILCO | KG7TC 100*-*C* | 100000 | 95.1% | Yes | 100 | 200 | 150 | 300 | 200 | 400 | 250 | 500
201710406 | PHILCO | G7TC 100*-35C* | 100000 | 95.1% | Yes | 100 | 200 | 150 | 300 | 200 | 400 | 250 | 500
201711747 | PHILCO | FG7SD 108D-35ED | 108000 | 95% | Yes | 100 | 200 | 150 | 300 | 200 | 400 | 250 | 500
201711854 | PHILCO | KG7SD 108D-35ED | 108000 | 95% | Yes | 100 | 200 | 150 | 300 | 200 | 400 | 250 | 500
201714717 | PHILCO | KG7SD 108D-35ED* | 108000 | 95% | Yes | 100 | 200 | 150 | 300 | 200 | 400 | 250 | 500
201713282 | PHILCO | FG7SD 108D-35ED* | 108000 | 95% | Yes | 100 | 200 | 150 | 300 | 200 | 400 | 250 | 500
201711765 | PHILCO | FG7SD 120D-35ED | 120000 | 94.3% | Yes | 100 | 200 | 150 | 300 | 200 | 400 | 250 | 500
201711877 | PHILCO | KG7SD 120D-35ED | 120000 | 94.3% | Yes | 100 | 200 | 150 | 300 | 200 | 400 | 250 | 500
201713318 | PHILCO | FG7SD 120D-35ED* | 120000 | 94.3% | Yes | 100 | 200 | 150 | 300 | 200 | 400 | 250 | 500
204036858 | PHILCO | KG7TC-120D-E45D1 | 120000 | 95% | Yes | 100 | 200 | 150 | 300 | 200 | 400 | 250 | 500
204037031 | PHILCO | KG7TC-120*-E45D1 | 120000 | 95% | Yes | 100 | 200 | 150 | 300 | 200 | 400 | 250 | 500
201703769 | PHILCO | FG7TC 120*-*D* | 120000 | 95.1% | Yes | 100 | 200 | 150 | 300 | 200 | 400 | 250 | 500
201705162 | PHILCO | KG7TC 120*-*D* | 120000 | 95.1% | Yes | 100 | 200 | 150 | 300 | 200 | 400 | 250 | 500
201710424 | PHILCO | G7TC 120*-45D* | 120000 | 95.1% | Yes | 100 | 200 | 150 | 300 | 200 | 400 | 250 | 500
201714853 | PHILCO | KG7TN 060*-*B* | 60000 | 96% | Yes | 100 | 200 | 200 | 400 | 200 | 400 | 250 | 500
201714027 | PHILCO | KG7TE 060*-*B* | 60000 | 96% | Yes | 100 | 200 | 200 | 400 | 200 | 400 | 250 | 500
204036989 | PHILCO | KG7TN-060D-E24B1 | 60000 | 96% | Yes | 100 | 200 | 200 | 400 | 200 | 400 | 250 | 500
204036996 | PHILCO | FG7TN-060D-V24B1 | 60000 | 96% | Yes | 100 | 200 | 200 | 400 | 200 | 400 | 250 | 500
202329935 | PHILCO | FG7TE 060D-24B* | 60000 | 96% | Yes | 100 | 200 | 200 | 400 | 200 | 400 | 250 | 500
202329939 | PHILCO | FG7TE 060D-VB* | 60000 | 96% | Yes | 100 | 200 | 200 | 400 | 200 | 400 | 250 | 500
202329969 | PHILCO | FG7TN 060D-24B* | 60000 | 96% | Yes | 100 | 200 | 200 | 400 | 200 | 400 | 250 | 500
202329975 | PHILCO | FG7TN 060D-VB* | 60000 | 96% | Yes | 100 | 200 | 200 | 400 | 200 | 400 | 250 | 500
202330017 | PHILCO | KG7TE 060D-24B* | 60000 | 96% | Yes | 100 | 200 | 200 | 400 | 200 | 400 | 250 | 500
202330041 | PHILCO | KG7TN 060D-24B* | 60000 | 96% | Yes | 100 | 200 | 200 | 400 | 200 | 400 | 250 | 500
204037058 | PHILCO | FG7TE-060D-E24B1 | 60000 | 96% | Yes | 100 | 200 | 200 | 400 | 200 | 400 | 250 | 500
204037063 | PHILCO | KG7TE-060D-E24B1 | 60000 | 96% | Yes | 100 | 200 | 200 | 400 | 200 | 400 | 250 | 500
201713827 | PHILCO | FG7TE 060*-*B* | 60000 | 96% | Yes | 100 | 200 | 200 | 400 | 200 | 400 | 250 | 500
201714815 | PHILCO | FG7TN 060*-*B* | 60000 | 96% | Yes | 100 | 200 | 200 | 400 | 200 | 400 | 250 | 500
201714833 | PHILCO | FG7TN 060*-VB* | 60000 | 96% | Yes | 100 | 200 | 200 | 400 | 200 | 400 | 250 | 500
201713989 | PHILCO | FG7TE 060*-VB* | 60000 | 96% | Yes | 100 | 200 | 200 | 400 | 200 | 400 | 250 | 500
204036935 | PHILCO | KG7TN-080D-E35C1 | 80000 | 96% | Yes | 100 | 200 | 200 | 400 | 200 | 400 | 250 | 500
204036943 | PHILCO | FG7TN-080D-V35C1 | 80000 | 96% | Yes | 100 | 200 | 200 | 400 | 200 | 400 | 250 | 500
204036969 | PHILCO | FG7TE-080D-E35C1 | 80000 | 96% | Yes | 100 | 200 | 200 | 400 | 200 | 400 | 250 | 500
204036973 | PHILCO | FG7TE-080D-V35C1 | 80000 | 96% | Yes | 100 | 200 | 200 | 400 | 200 | 400 | 250 | 500
204036979 | PHILCO | KG7TE-080D-E35C1 | 80000 | 96% | Yes | 100 | 200 | 200 | 400 | 200 | 400 | 250 | 500
202329943 | PHILCO | FG7TE 080D-35C* | 80000 | 96% | Yes | 100 | 200 | 200 | 400 | 200 | 400 | 250 | 500
202329947 | PHILCO | FG7TE 080D-VC* | 80000 | 96% | Yes | 100 | 200 | 200 | 400 | 200 | 400 | 250 | 500
202329981 | PHILCO | FG7TN 080D-35C* | 80000 | 96% | Yes | 100 | 200 | 200 | 400 | 200 | 400 | 250 | 500
202329987 | PHILCO | FG7TN 080D-VC* | 80000 | 96% | Yes | 100 | 200 | 200 | 400 | 200 | 400 | 250 | 500
202330023 | PHILCO | KG7TE 080D*-35C* | 80000 | 96% | Yes | 100 | 200 | 200 | 400 | 200 | 400 | 250 | 500
202330047 | PHILCO | KG7TN 080D-35C* | 80000 | 96% | Yes | 100 | 200 | 200 | 400 | 200 | 400 | 250 | 500
201713845 | PHILCO | FG7TN 080*-*C* | 80000 | 96% | Yes | 100 | 200 | 200 | 400 | 200 | 400 | 250 | 500
201713863 | PHILCO | FG7TN 080*-VC* | 80000 | 96% | Yes | 100 | 200 | 200 | 400 | 200 | 400 | 250 | 500
201714761 | PHILCO | FG7TE 080*-*C* | 80000 | 96% | Yes | 100 | 200 | 200 | 400 | 200 | 400 | 250 | 500
201714779 | PHILCO | FG7TE 080*-VC* | 80000 | 96% | Yes | 100 | 200 | 200 | 400 | 200 | 400 | 250 | 500
201714876 | PHILCO | KG7TE 080*-*C* | 80000 | 96% | Yes | 100 | 200 | 200 | 400 | 200 | 400 | 250 | 500
201714899 | PHILCO | KG7TE 080*-VC* | 80000 | 96% | Yes | 100 | 200 | 200 | 400 | 200 | 400 | 250 | 500
201714096 | PHILCO | KG7TN 080*-*C* | 80000 | 96% | Yes | 100 | 200 | 200 | 400 | 200 | 400 | 250 | 500
204036922 | PHILCO | FG7TE-100D-E35C1 | 100000 | 96% | Yes | 100 | 200 | 200 | 400 | 200 | 400 | 250 | 500
204036928 | PHILCO | KG7TE-100D-E35C1 | 100000 | 96% | Yes | 100 | 200 | 200 | 400 | 200 | 400 | 250 | 500
204036949 | PHILCO | KG7TN-100D-E35C1 | 100000 | 96% | Yes | 100 | 200 | 200 | 400 | 200 | 400 | 250 | 500
202329951 | PHILCO | FG7TE 100D-35C* | 100000 | 96% | Yes | 100 | 200 | 200 | 400 | 200 | 400 | 250 | 500
202329955 | PHILCO | FG7TE 100D-VC* | 100000 | 96% | Yes | 100 | 200 | 200 | 400 | 200 | 400 | 250 | 500
202329993 | PHILCO | FG7TN 100D-35C* | 100000 | 96% | Yes | 100 | 200 | 200 | 400 | 200 | 400 | 250 | 500
202329999 | PHILCO | FG7TN 100D-VC* | 100000 | 96% | Yes | 100 | 200 | 200 | 400 | 200 | 400 | 250 | 500
202330029 | PHILCO | KG7TE 100D-35C* | 100000 | 96% | Yes | 100 | 200 | 200 | 400 | 200 | 400 | 250 | 500
202330053 | PHILCO | KG7TN 100D-35C* | 100000 | 96% | Yes | 100 | 200 | 200 | 400 | 200 | 400 | 250 | 500
201714797 | PHILCO | FG7TE 100*-VC* | 100000 | 96% | Yes | 100 | 200 | 200 | 400 | 200 | 400 | 250 | 500
201713881 | PHILCO | FG7TN 100*-*C* | 100000 | 96% | Yes | 100 | 200 | 200 | 400 | 200 | 400 | 250 | 500
201713899 | PHILCO | FG7TN 100*-VC* | 100000 | 96% | Yes | 100 | 200 | 200 | 400 | 200 | 400 | 250 | 500
201714922 | PHILCO | KG7TE 100*-VC* | 100000 | 96% | Yes | 100 | 200 | 200 | 400 | 200 | 400 | 250 | 500
201714007 | PHILCO | FG7TE 100*-*C* | 100000 | 96% | Yes | 100 | 200 | 200 | 400 | 200 | 400 | 250 | 500
201714073 | PHILCO | KG7TE 100*-*C* | 100000 | 96% | Yes | 100 | 200 | 200 | 400 | 200 | 400 | 250 | 500
201714119 | PHILCO | KG7TN 100*-*C* | 100000 | 96% | Yes | 100 | 200 | 200 | 400 | 200 | 400 | 250 | 500
204036956 | PHILCO | KG7TN-115D-E45D1 | 115000 | 96% | Yes | 100 | 200 | 200 | 400 | 200 | 400 | 250 | 500
204036964 | PHILCO | FG7TN-115D-V45C1 | 115000 | 96% | Yes | 100 | 200 | 200 | 400 | 200 | 400 | 250 | 500
202329959 | PHILCO | FG7TE 115D-45D* | 115000 | 96% | Yes | 100 | 200 | 200 | 400 | 200 | 400 | 250 | 500
202329963 | PHILCO | FG7TE 115D-VD* | 115000 | 96% | Yes | 100 | 200 | 200 | 400 | 200 | 400 | 250 | 500
202330005 | PHILCO | FG7TN 115D-45D* | 115000 | 96% | Yes | 100 | 200 | 200 | 400 | 200 | 400 | 250 | 500
202330011 | PHILCO | FG7TN 115D-VD* | 115000 | 96% | Yes | 100 | 200 | 200 | 400 | 200 | 400 | 250 | 500
202330035 | PHILCO | KG7TE 115D-45D* | 115000 | 96% | Yes | 100 | 200 | 200 | 400 | 200 | 400 | 250 | 500
202330059 | PHILCO | KG7TN 115D-45D* | 115000 | 96% | Yes | 100 | 200 | 200 | 400 | 200 | 400 | 250 | 500
201713917 | PHILCO | FG7TE 115*-*D* | 115000 | 96% | Yes | 100 | 200 | 200 | 400 | 200 | 400 | 250 | 500
201713935 | PHILCO | FG7TE 115*-VD* | 115000 | 96% | Yes | 100 | 200 | 200 | 400 | 200 | 400 | 250 | 500
201713953 | PHILCO | FG7TN 115*-*D* | 115000 | 96% | Yes | 100 | 200 | 200 | 400 | 200 | 400 | 250 | 500
201713971 | PHILCO | FG7TN 115*-VD* | 115000 | 96% | Yes | 100 | 200 | 200 | 400 | 200 | 400 | 250 | 500
201714050 | PHILCO | KG7TE 115*-*D* | 115000 | 96% | Yes | 100 | 200 | 200 | 400 | 200 | 400 | 250 | 500
201714142 | PHILCO | KG7TN 115*-*D* | 115000 | 96% | Yes | 100 | 200 | 200 | 400 | 200 | 400 | 250 | 500
10256583 | REVOLV | M4RC072D35C* | 72000 | 92.1% | No | 100 | 200 | 0 | 0 | 100 | 200 | 250 | 500
201928970 | REVOLV | M4RC 090D-35C | 90000 | 92% | No | 100 | 200 | 0 | 0 | 100 | 200 | 250 | 500
201928971 | REVOLV | RG7D45*41* | 45000 | 95.1% | No | 100 | 200 | 0 | 0 | 100 | 200 | 250 | 500
8862048 | REVOLV | RG7D45*4 | 45000 | 95.1% | No | 100 | 200 | 0 | 0 | 100 | 200 | 250 | 500
205000517 | Revolv | VMA4-50D36N | 50000 | 95% | No | 100 | 200 | 0 | 0 | 100 | 200 | 250 | 500
205000519 | Revolv | VMC2-50D36N | 50000 | 95% | No | 100 | 200 | 0 | 0 | 100 | 200 | 250 | 500
7038133 | REVOLV | VMA3-50D36N | 50000 | 95% | No | 100 | 200 | 0 | 0 | 100 | 200 | 250 | 500
7038135 | REVOLV | VMC1-50D36* | 50000 | 95% | No | 100 | 200 | 0 | 0 | 100 | 200 | 250 | 500
202865098 | REVOLV | M4RL 090D-35C | 90000 | 92% | No | 100 | 200 | 0 | 0 | 100 | 200 | 250 | 500
202872427 | REVOLV | M4RC 108D-45D | 108000 | 92% | No | 100 | 200 | 0 | 0 | 100 | 200 | 250 | 500
10256584 | REVOLV | M4RC090D35C* | 90000 | 92.1% | No | 100 | 200 | 0 | 0 | 100 | 200 | 250 | 500
201928972 | REVOLV | RG7D60*41* | 60000 | 95.1% | No | 100 | 200 | 0 | 0 | 100 | 200 | 250 | 500
8862049 | REVOLV | RG7D60*4 | 60000 | 95.1% | No | 100 | 200 | 0 | 0 | 100 | 200 | 250 | 500
205000518 | Revolv | VMA4-75D36N | 75000 | 95% | No | 100 | 200 | 0 | 0 | 100 | 200 | 250 | 500
205000520 | Revolv | VMC2-75D36N | 75000 | 95% | No | 100 | 200 | 0 | 0 | 100 | 200 | 250 | 500
7038134 | REVOLV | VMA3-75D36 | 75000 | 95% | No | 100 | 200 | 0 | 0 | 100 | 200 | 250 | 500
7038136 | REVOLV | VMC1-75D36* | 75000 | 95% | No | 100 | 200 | 0 | 0 | 100 | 200 | 250 | 500
10256582 | REVOLV | M4RC054D24B* | 54000 | 92.1% | No | 100 | 200 | 0 | 0 | 100 | 200 | 250 | 500
201928974 | REVOLV | M4RC 072D-35C | 72000 | 92% | No | 100 | 200 | 0 | 0 | 100 | 200 | 250 | 500
201928973 | REVOLV | RG7D72*41* | 72000 | 95.1% | No | 100 | 200 | 0 | 0 | 100 | 200 | 250 | 500
8862050 | REVOLV | RG7D72*4 | 72000 | 95.1% | No | 100 | 200 | 0 | 0 | 100 | 200 | 250 | 500
201928969 | REVOLV | M4RC 054D-24B | 54000 | 92% | No | 100 | 200 | 0 | 0 | 100 | 200 | 250 | 500
205281365 | REVOLV | MG3P-054U1AAB* | 54000 | 92.1% | Yes | 100 | 200 | 100 | 200 | 200 | 400 | 250 | 500
205281366 | REVOLV | MG3P-054U1*AB* | 54000 | 92.1% | Yes | 100 | 200 | 100 | 200 | 200 | 400 | 250 | 500
205281370 | REVOLV | MG3P-072U1*AC* | 72000 | 92.1% | Yes | 100 | 200 | 100 | 200 | 200 | 400 | 250 | 500
205281369 | REVOLV | MG3P-072U1AAC* | 72000 | 92.1% | Yes | 100 | 200 | 100 | 200 | 200 | 400 | 250 | 500
205281371 | REVOLV | MG3P-108U1AAD* | 108000 | 92.1% | Yes | 100 | 200 | 100 | 200 | 200 | 400 | 250 | 500
205281372 | REVOLV | MG3P-108U1*AD* | 108000 | 92.1% | Yes | 100 | 200 | 100 | 200 | 200 | 400 | 250 | 500
205281367 | REVOLV | MG3P-090U1AAC* | 90000 | 92.1% | Yes | 100 | 200 | 100 | 200 | 200 | 400 | 250 | 500
205281368 | REVOLV | MG3P-090U1*AC* | 90000 | 92.1% | Yes | 100 | 200 | 100 | 200 | 200 | 400 | 250 | 500
205287726 | REVOLV | CMF95-045T-PG | 45000 | 95% | Yes | 100 | 200 | 150 | 300 | 200 | 400 | 250 | 500
204600301 | REVOLV | MG2R-045F1A*M* | 45000 | 95% | Yes | 100 | 200 | 150 | 300 | 200 | 400 | 250 | 500
204600304 | REVOLV | MG2R-045T1A*M* | 45000 | 95% | Yes | 100 | 200 | 150 | 300 | 200 | 400 | 250 | 500
204600307 | REVOLV | MG2R-045F1**M* | 45000 | 95% | Yes | 100 | 200 | 150 | 300 | 200 | 400 | 250 | 500
204600310 | REVOLV | MG2R-045T1**M* | 45000 | 95% | Yes | 100 | 200 | 150 | 300 | 200 | 400 | 250 | 500
8862051 | REVOLV | RG7D45C42* | 45000 | 95.1% | Yes | 100 | 200 | 150 | 300 | 200 | 400 | 250 | 500
7085291 | REVOLV | VMC1-50DV3 | 50000 | 95% | Yes | 100 | 200 | 150 | 300 | 200 | 400 | 250 | 500
205013564 | Revolv | VMC2-50DV3N | 50000 | 95% | Yes | 100 | 200 | 150 | 300 | 200 | 400 | 250 | 500
204600302 | REVOLV | MG2R-060F1A*M* | 60000 | 95% | Yes | 100 | 200 | 150 | 300 | 200 | 400 | 250 | 500
204600305 | REVOLV | MG2R-060T1A*M* | 60000 | 95% | Yes | 100 | 200 | 150 | 300 | 200 | 400 | 250 | 500
204600308 | REVOLV | MG2R-060F1**M* | 60000 | 95% | Yes | 100 | 200 | 150 | 300 | 200 | 400 | 250 | 500
204600311 | REVOLV | MG2R-060T1**M* | 60000 | 95% | Yes | 100 | 200 | 150 | 300 | 200 | 400 | 250 | 500
204600309 | REVOLV | MG2R-072F1**M* | 72000 | 95% | Yes | 100 | 200 | 150 | 300 | 200 | 400 | 250 | 500
204600312 | REVOLV | MG2R-072T1**M* | 72000 | 95% | Yes | 100 | 200 | 150 | 300 | 200 | 400 | 250 | 500
205287727 | REVOLV | CMF95-072T-PG | 72000 | 95% | Yes | 100 | 200 | 150 | 300 | 200 | 400 | 250 | 500
204600303 | REVOLV | MG2R-072F1A*M* | 72000 | 95% | Yes | 100 | 200 | 150 | 300 | 200 | 400 | 250 | 500
204600306 | REVOLV | MG2R-072T1A*M* | 72000 | 95% | Yes | 100 | 200 | 150 | 300 | 200 | 400 | 250 | 500
7085290 | REVOLV | VMC1-75DV3 | 75000 | 95% | Yes | 100 | 200 | 150 | 300 | 200 | 400 | 250 | 500
205013565 | Revolv | VMC2-75DV3N | 75000 | 95% | Yes | 100 | 200 | 150 | 300 | 200 | 400 | 250 | 500
8862053 | REVOLV | RG7D60C42* | 60000 | 95.1% | Yes | 100 | 200 | 150 | 300 | 200 | 400 | 250 | 500
8862054 | REVOLV | RG7D72C42* | 72000 | 95.1% | Yes | 100 | 200 | 150 | 300 | 200 | 400 | 250 | 500
203049796 | REVOLV | MG2S-060F2ABM* | 60000 | 96% | Yes | 100 | 200 | 200 | 400 | 200 | 400 | 250 | 500
203049799 | REVOLV | MG2S-060T2ABM* | 60000 | 96% | Yes | 100 | 200 | 200 | 400 | 200 | 400 | 250 | 500
204038601 | REVOLV | MG2S-060F2*BM* | 60000 | 96% | Yes | 100 | 200 | 200 | 400 | 200 | 400 | 250 | 500
204038602 | REVOLV | MG2S-060T2*BM* | 60000 | 96% | Yes | 100 | 200 | 200 | 400 | 200 | 400 | 250 | 500
203049789 | REVOLV | MG2S-045F2ABM* | 45000 | 96% | Yes | 100 | 200 | 200 | 400 | 200 | 400 | 250 | 500
203049794 | REVOLV | MG2S-045T2ABM* | 45000 | 96% | Yes | 100 | 200 | 200 | 400 | 200 | 400 | 250 | 500
204038599 | REVOLV | MG2S-045F2*BM* | 45000 | 96% | Yes | 100 | 200 | 200 | 400 | 200 | 400 | 250 | 500
204038600 | REVOLV | MG2S-045T2*BM* | 45000 | 96% | Yes | 100 | 200 | 200 | 400 | 200 | 400 | 250 | 500
203049801 | REVOLV | MG2S-072F2ABM* | 72000 | 96% | Yes | 100 | 200 | 200 | 400 | 200 | 400 | 250 | 500
203049803 | REVOLV | MG2S-072T2ABM* | 72000 | 96% | Yes | 100 | 200 | 200 | 400 | 200 | 400 | 250 | 500
204038603 | REVOLV | MG2S-072F2*BM* | 72000 | 96% | Yes | 100 | 200 | 200 | 400 | 200 | 400 | 250 | 500
204038604 | REVOLV | MG2S-072T2*BM* | 72000 | 96% | Yes | 100 | 200 | 200 | 400 | 200 | 400 | 250 | 500
210586026 | REVOLV | CMF95-045T-PG2 | 45000 | 95% | Yes | 100 | 200 | 150 | 300 | 200 | 400 | 250 | 500
210586027 | REVOLV | CMF95-072T-PG2 | 72000 | 95% | Yes | 100 | 200 | 150 | 300 | 200 | 400 | 250 | 500
201707006 | RHEEM | R95PA0601317MSA | 56000 | 95% | No | 100 | 200 | 0 | 0 | 100 | 200 | 250 | 500
201707018 | RHEEM | R92PA0401317MSA | 42000 | 92% | No | 100 | 200 | 0 | 0 | 100 | 200 | 250 | 500
201707004 | RHEEM | R95PA0401317MSA | 42000 | 95% | No | 100 | 200 | 0 | 0 | 100 | 200 | 250 | 500
201707729 | RHEEM | R96PA0402317MSA | 42000 | 96% | No | 100 | 200 | 0 | 0 | 100 | 200 | 250 | 500
201707020 | RHEEM | R92PA0601317MSA | 56000 | 92% | No | 100 | 200 | 0 | 0 | 100 | 200 | 250 | 500
201707042 | RHEEM | R96PA0602317MSA | 56000 | 96% | No | 100 | 200 | 0 | 0 | 100 | 200 | 250 | 500
201707026 | RHEEM | R92PA1001521MSA | 98000 | 92% | No | 100 | 200 | 0 | 0 | 100 | 200 | 250 | 500
201707028 | RHEEM | R92PA1151524MSA | 112000 | 92% | No | 100 | 200 | 0 | 0 | 100 | 200 | 250 | 500
201707008 | RHEEM | R95PA0701317MSA | 70000 | 95% | No | 100 | 200 | 0 | 0 | 100 | 200 | 250 | 500
201707022 | RHEEM | R92PA0701317MSA | 70000 | 92% | No | 100 | 200 | 0 | 0 | 100 | 200 | 250 | 500
201707044 | RHEEM | R96PA0702317MSA | 70000 | 96% | No | 100 | 200 | 0 | 0 | 100 | 200 | 250 | 500
201707010 | RHEEM | R95PA0851521MSA | 84000 | 95% | No | 100 | 200 | 0 | 0 | 100 | 200 | 250 | 500
201707046 | RHEEM | R96PA0852521MSA | 84000 | 95% | No | 100 | 200 | 0 | 0 | 100 | 200 | 250 | 500
201707024 | RHEEM | R92PA0851521MSA | 84000 | 92% | No | 100 | 200 | 0 | 0 | 100 | 200 | 250 | 500
201707012 | RHEEM | R95PA1001521MSA | 98000 | 95% | No | 100 | 200 | 0 | 0 | 100 | 200 | 250 | 500
201707048 | RHEEM | R96PA1002521MSA | 98000 | 95% | No | 100 | 200 | 0 | 0 | 100 | 200 | 250 | 500
201707014 | RHEEM | R95PA1151524MSA | 112000 | 95% | No | 100 | 200 | 0 | 0 | 100 | 200 | 250 | 500
201707727 | RHEEM | R96PA1152524MSA | 112000 | 96% | No | 100 | 200 | 0 | 0 | 100 | 200 | 250 | 500
201712985 | RHEEM | R92TA1001521MSA | 98000 | 92% | Yes | 100 | 200 | 100 | 200 | 200 | 400 | 250 | 500
201712977 | RHEEM | R92TA0401317MSA | 42000 | 92% | Yes | 100 | 200 | 100 | 200 | 200 | 400 | 250 | 500
201712979 | RHEEM | R92TA0601317MSA | 56000 | 92% | Yes | 100 | 200 | 100 | 200 | 200 | 400 | 250 | 500
201712987 | RHEEM | R92TA1151524MSA | 112000 | 92% | Yes | 100 | 200 | 100 | 200 | 200 | 400 | 250 | 500
203269463 | RHEEM | R92TA0701521MSA | 70000 | 92% | Yes | 100 | 200 | 100 | 200 | 200 | 400 | 250 | 500
201712981 | RHEEM | R92TA0701317MSA | 70000 | 92% | Yes | 100 | 200 | 100 | 200 | 200 | 400 | 250 | 500
201712983 | RHEEM | R92TA0851521MSA | 84000 | 92% | Yes | 100 | 200 | 100 | 200 | 200 | 400 | 250 | 500
201711676 | RHEEM | R95TC0401317MSA | 42000 | 95% | Yes | 100 | 200 | 150 | 300 | 200 | 400 | 250 | 500
201711678 | RHEEM | R95TC0601317MSA | 56000 | 95% | Yes | 100 | 200 | 150 | 300 | 200 | 400 | 250 | 500
203261130 | RHEEM | R95TC0701521MSA | 70000 | 95% | Yes | 100 | 200 | 150 | 300 | 200 | 400 | 250 | 500
201711680 | RHEEM | R95TC0701317MSA | 70000 | 95% | Yes | 100 | 200 | 150 | 300 | 200 | 400 | 250 | 500
201711682 | RHEEM | R95TC0851521MSA | 84000 | 95% | Yes | 100 | 200 | 150 | 300 | 200 | 400 | 250 | 500
201711684 | RHEEM | R95TC1001521MSA | 98000 | 95% | Yes | 100 | 200 | 150 | 300 | 200 | 400 | 250 | 500
201711686 | RHEEM | R95TC1151524MSA | 112000 | 95% | Yes | 100 | 200 | 150 | 300 | 200 | 400 | 250 | 500
7501310 | RHEEM | R96VA0402317MSA | 42000 | 96% | Yes | 100 | 200 | 200 | 400 | 200 | 400 | 250 | 500
201712917 | RHEEM | R96TA0402317MSA | 42000 | 96% | Yes | 100 | 200 | 200 | 400 | 200 | 400 | 250 | 500
6483386 | RHEEM | R96VA0602317MSA | 56000 | 96% | Yes | 100 | 200 | 200 | 400 | 200 | 400 | 250 | 500
201712919 | RHEEM | R96TA0602317MSA | 56000 | 96% | Yes | 100 | 200 | 200 | 400 | 200 | 400 | 250 | 500
8740202 | RHEEM | R97VA060M317USA | 56000 | 97% | Yes | 100 | 200 | 200 | 400 | 200 | 400 | 250 | 500
9990327 | RHEEM | R97VA060M317KSA | 56000 | 97% | Yes | 100 | 200 | 200 | 400 | 200 | 400 | 250 | 500
10524976 | RHEEM | R97VB060M317USA | 56000 | 97% | Yes | 100 | 200 | 200 | 400 | 200 | 400 | 250 | 500
10202602 | RHEEM | R98VA060M317USA | 56000 | 98.7% | Yes | 100 | 200 | 200 | 400 | 200 | 400 | 250 | 500
10524981 | RHEEM | R98VB060M317USA | 56000 | 98.7% | Yes | 100 | 200 | 200 | 400 | 200 | 400 | 250 | 500
203261131 | RHEEM | R96VA0702521MSA | 70000 | 96% | Yes | 100 | 200 | 200 | 400 | 200 | 400 | 250 | 500
203261132 | RHEEM | R96TA0702521MSA | 70000 | 96% | Yes | 100 | 200 | 200 | 400 | 200 | 400 | 250 | 500
6483387 | RHEEM | R96VA0702317MSA | 70000 | 96% | Yes | 100 | 200 | 200 | 400 | 200 | 400 | 250 | 500
201712921 | RHEEM | R96TA0702317MSA | 70000 | 96% | Yes | 100 | 200 | 200 | 400 | 200 | 400 | 250 | 500
8740203 | RHEEM | R97VA070M317USA | 70000 | 97% | Yes | 100 | 200 | 200 | 400 | 200 | 400 | 250 | 500
9990328 | RHEEM | R97VA070M317KSA | 70000 | 97% | Yes | 100 | 200 | 200 | 400 | 200 | 400 | 250 | 500
10524977 | RHEEM | R97VB070M317USA | 70000 | 97% | Yes | 100 | 200 | 200 | 400 | 200 | 400 | 250 | 500
10202604 | RHEEM | R98VA070M317USA | 70000 | 98.3% | Yes | 100 | 200 | 200 | 400 | 200 | 400 | 250 | 500
10524983 | RHEEM | R98VB070M317USA | 70000 | 98.3% | Yes | 100 | 200 | 200 | 400 | 200 | 400 | 250 | 500
7086386 | RHEEM | R96VA0852521MSB | 84000 | 96% | Yes | 100 | 200 | 200 | 400 | 200 | 400 | 250 | 500
201712923 | RHEEM | R96TA0852521MSA | 84000 | 96% | Yes | 100 | 200 | 200 | 400 | 200 | 400 | 250 | 500
8740204 | RHEEM | R97VA085M521USA | 84000 | 97% | Yes | 100 | 200 | 200 | 400 | 200 | 400 | 250 | 500
9989445 | RHEEM | R97VA085M521KSA | 84000 | 97% | Yes | 100 | 200 | 200 | 400 | 200 | 400 | 250 | 500
10524978 | RHEEM | R97VB085M521USA | 84000 | 97% | Yes | 100 | 200 | 200 | 400 | 200 | 400 | 250 | 500
10202603 | RHEEM | R98VA085M521USA | 84000 | 98.1% | Yes | 100 | 200 | 200 | 400 | 200 | 400 | 250 | 500
10524982 | RHEEM | R98VB085M521USA | 84000 | 98.2% | Yes | 100 | 200 | 200 | 400 | 200 | 400 | 250 | 500
6483389 | RHEEM | R96VA1002521MSA | 98000 | 96% | Yes | 100 | 200 | 200 | 400 | 200 | 400 | 250 | 500
201712925 | RHEEM | R96TA1002521MSA | 98000 | 96% | Yes | 100 | 200 | 200 | 400 | 200 | 400 | 250 | 500
8740205 | RHEEM | R97VA100M521USA | 98000 | 97% | Yes | 100 | 200 | 200 | 400 | 200 | 400 | 250 | 500
9989446 | RHEEM | R97VA100M521KSA | 98000 | 97% | Yes | 100 | 200 | 200 | 400 | 200 | 400 | 250 | 500
10524979 | RHEEM | R97VB100M521USA | 98000 | 97% | Yes | 100 | 200 | 200 | 400 | 200 | 400 | 250 | 500
10202605 | RHEEM | R98VA100M521USA | 98000 | 98.1% | Yes | 100 | 200 | 200 | 400 | 200 | 400 | 250 | 500
10524984 | RHEEM | R98VB100M521USA | 98000 | 98.1% | Yes | 100 | 200 | 200 | 400 | 200 | 400 | 250 | 500
7501311 | RHEEM | R96VA1152524MSA | 112000 | 96% | Yes | 100 | 200 | 200 | 400 | 200 | 400 | 250 | 500
201712927 | RHEEM | R96TA1152524MSA | 112000 | 96% | Yes | 100 | 200 | 200 | 400 | 200 | 400 | 250 | 500
8740709 | RHEEM | R97VA115M524USA | 112000 | 97% | Yes | 100 | 200 | 200 | 400 | 200 | 400 | 250 | 500
9990394 | RHEEM | R97VA115M524KSA | 112000 | 97% | Yes | 100 | 200 | 200 | 400 | 200 | 400 | 250 | 500
10524980 | RHEEM | R97VB115M524USA | 112000 | 97% | Yes | 100 | 200 | 200 | 400 | 200 | 400 | 250 | 500
10202606 | RHEEM | R98VA115M524USA | 112000 | 98.6% | Yes | 100 | 200 | 200 | 400 | 200 | 400 | 250 | 500
10524985 | RHEEM | R98VB115M524USA | 112000 | 98.6% | Yes | 100 | 200 | 200 | 400 | 200 | 400 | 250 | 500
| RHEEM | R921T0403A17M4 | 42000 | 92% | Yes | 100 | 200 | 100 | 200 | 200 | 400 | 250 | 500
| RHEEM | R921T0603A17M4 | 56000 | 92% | Yes | 100 | 200 | 100 | 200 | 200 | 400 | 250 | 500
| RHEEM | R921T0703A17M4 | 70000 | 92% | Yes | 100 | 200 | 100 | 200 | 200 | 400 | 250 | 500
| RHEEM | R921V0705A21M4 | 70000 | 92% | Yes | 100 | 200 | 100 | 200 | 200 | 400 | 250 | 500
| RHEEM | R921V1005A21M4 | 98000 | 92% | Yes | 100 | 200 | 100 | 200 | 200 | 400 | 250 | 500
| RHEEM | R921V1155A24M4 | 112000 | 92% | Yes | 100 | 200 | 100 | 200 | 200 | 400 | 250 | 500
| RHEEM | R951T0403A17M4 | 42000 | 95% | Yes | 100 | 200 | 150 | 300 | 200 | 400 | 250 | 500
| RHEEM | R951T0603A17M4 | 56000 | 95% | Yes | 100 | 200 | 150 | 300 | 200 | 400 | 250 | 500
| RHEEM | R951V0705A21M4 | 70000 | 95% | Yes | 100 | 200 | 150 | 300 | 200 | 400 | 250 | 500
| RHEEM | R951V1005A21M4 | 98000 | 95% | Yes | 100 | 200 | 150 | 300 | 200 | 400 | 250 | 500
212921445 | RHEEM | R951V1005A21UHU | 95000 | 95% | Yes | 100 | 200 | 150 | 300 | 200 | 400 | 250 | 500
| RHEEM | R951V1155A24M4 | 112000 | 95% | Yes | 100 | 200 | 150 | 300 | 200 | 400 | 250 | 500
208243259 | RHEEM | R962V0703A17M4 | 70000 | 96% | Yes | 100 | 200 | 200 | 400 | 200 | 400 | 250 | 500
208243261 | RHEEM | R962V0705A21M4 | 70000 | 96% | Yes | 100 | 200 | 200 | 400 | 200 | 400 | 250 | 500
208157025 | RHEEM | R97MV1155A24DHS | 112000 | 97% | Yes | 100 | 200 | 200 | 400 | 200 | 400 | 250 | 500
208157030 | RHEEM | R98MV1155A24UPS | 112000 | 98.6% | Yes | 100 | 200 | 200 | 400 | 200 | 400 | 250 | 500
212921443 | RHEEM | R951V0403A17UHU | 42000 | 95% | Yes | 100 | 200 | 150 | 300 | 200 | 400 | 250 | 500
212921444 | RHEEM | R951V0603A17UHU | 56000 | 95% | Yes | 100 | 200 | 150 | 300 | 200 | 400 | 250 | 500
| RHEEM | R921V0403A17M4 | 42000 | 92% | Yes | 100 | 200 | 100 | 200 | 200 | 400 | 250 | 500
| RHEEM | R921V0603A17M4 | 56000 | 92% | Yes | 100 | 200 | 100 | 200 | 200 | 400 | 250 | 500
| RHEEM | R921V0703A17M4 | 70000 | 92% | Yes | 100 | 200 | 100 | 200 | 200 | 400 | 250 | 500
| RHEEM | R951V0403A17M4 | 42000 | 95% | Yes | 100 | 200 | 150 | 300 | 200 | 400 | 250 | 500
| RHEEM | R951V0603A17M4 | 56000 | 95% | Yes | 100 | 200 | 150 | 300 | 200 | 400 | 250 | 500
| RHEEM | R951V0703A17M4 | 70000 | 95% | Yes | 100 | 200 | 150 | 300 | 200 | 400 | 250 | 500
208243255 | RHEEM | R962V0403A17M4S | 42000 | 96% | Yes | 100 | 200 | 200 | 400 | 200 | 400 | 250 | 500
208243257 | RHEEM | R962V0603A17M4S | 56000 | 96% | Yes | 100 | 200 | 200 | 400 | 200 | 400 | 250 | 500
208243259 | RHEEM | R962V0703A17M4S | 70000 | 96% | Yes | 100 | 200 | 200 | 400 | 200 | 400 | 250 | 500
208243261 | RHEEM | R962V0705A21M4S | 70000 | 96% | Yes | 100 | 200 | 200 | 400 | 200 | 400 | 250 | 500
208243262 | RHEEM | R962V0855A21M4S | 84000 | 96% | Yes | 100 | 200 | 200 | 400 | 200 | 400 | 250 | 500
208243264 | RHEEM | R962V1005A21M4S | 98000 | 96% | Yes | 100 | 200 | 200 | 400 | 200 | 400 | 250 | 500
208243265 | RHEEM | R962V1155A24M4S | 112000 | 96% | Yes | 100 | 200 | 200 | 400 | 200 | 400 | 250 | 500
208157021 | RHEEM | R97MV0603A17DHS | 56000 | 97% | Yes | 100 | 200 | 200 | 400 | 200 | 400 | 250 | 500
208157022 | RHEEM | R97MV0703A17DHS | 70000 | 97% | Yes | 100 | 200 | 200 | 400 | 200 | 400 | 250 | 500
208157023 | RHEEM | R97MV0855A21DHS | 84000 | 97% | Yes | 100 | 200 | 200 | 400 | 200 | 400 | 250 | 500
208157024 | RHEEM | R97MV1005A21DHS | 98000 | 97% | Yes | 100 | 200 | 200 | 400 | 200 | 400 | 250 | 500
208157026 | RHEEM | R98MV0603A17UPS | 56000 | 98.7% | Yes | 100 | 200 | 200 | 400 | 200 | 400 | 250 | 500
208157027 | RHEEM | R98MV0703A17UPS | 70000 | 98.3% | Yes | 100 | 200 | 200 | 400 | 200 | 400 | 250 | 500
208157028 | RHEEM | R98MV0855A21UPS | 84000 | 98.2% | Yes | 100 | 200 | 200 | 400 | 200 | 400 | 250 | 500
208157029 | RHEEM | R98MV1005A21UPS | 98000 | 98.1% | Yes | 100 | 200 | 200 | 400 | 200 | 400 | 250 | 500
212921443 | RHEEM | R951V0403A17UHUCAP | 42000 | 95% | Yes | 100 | 200 | 150 | 300 | 200 | 400 | 250 | 500
212921444 | RHEEM | R951V0603A17UHUCAP | 56000 | 95% | Yes | 100 | 200 | 150 | 300 | 200 | 400 | 250 | 500
212921445 | RHEEM | R951V1005A21UHUCAP | 95000 | 95% | Yes | 100 | 200 | 150 | 300 | 200 | 400 | 250 | 500
208676276 | RHEEM | R921V0855A21M4 | 84000 | 92% | Yes | 100 | 200 | 100 | 200 | 200 | 400 | 250 | 500
208663436 | RHEEM | R921T0705A21M4 | 70000 | 92% | Yes | 100 | 200 | 100 | 200 | 200 | 400 | 250 | 500
208663437 | RHEEM | R921T0855A21M4 | 84000 | 92% | Yes | 100 | 200 | 100 | 200 | 200 | 400 | 250 | 500
208663438 | RHEEM | R921T1005A21M4 | 98000 | 92% | Yes | 100 | 200 | 100 | 200 | 200 | 400 | 250 | 500
208663439 | RHEEM | R921T1155A24M4 | 112000 | 92% | Yes | 100 | 200 | 100 | 200 | 200 | 400 | 250 | 500
208663350 | RHEEM | R951T1155A24M4 | 112000 | 95% | Yes | 100 | 200 | 150 | 300 | 200 | 400 | 250 | 500
208663405 | RHEEM | R951T0703A17M4 | 70000 | 95% | Yes | 100 | 200 | 150 | 300 | 200 | 400 | 250 | 500
208663406 | RHEEM | R951T0705A21M4 | 70000 | 95% | Yes | 100 | 200 | 150 | 300 | 200 | 400 | 250 | 500
208663407 | RHEEM | R951T0855A21M4 | 84000 | 95% | Yes | 100 | 200 | 150 | 300 | 200 | 400 | 250 | 500
208663408 | RHEEM | R951T1005A21M4 | 98000 | 95% | Yes | 100 | 200 | 150 | 300 | 200 | 400 | 250 | 500
208676311 | RHEEM | R951V0855A21M4 | 84000 | 95% | Yes | 100 | 200 | 150 | 300 | 200 | 400 | 250 | 500
213927532 | RHEEM | R951V0705A21UHUCAP | 70000 | 95% | Yes | 100 | 200 | 150 | 300 | 200 | 400 | 250 | 500
202361570 | ROYALTON | 92G1UH070BP08-* | 66000 | 92.1% | No | 100 | 200 | 0 | 0 | 100 | 200 | 250 | 500
202361568 | ROYALTON | 92G1UH045BP08-* | 44000 | 92.1% | No | 100 | 200 | 0 | 0 | 100 | 200 | 250 | 500
202361569 | ROYALTON | 92G1UH045BP12-* | 44000 | 92.1% | No | 100 | 200 | 0 | 0 | 100 | 200 | 250 | 500
202361577 | ROYALTON | 92G1DF045BP12-* | 44000 | 92.1% | No | 100 | 200 | 0 | 0 | 100 | 200 | 250 | 500
202361582 | ROYALTON | 95G1UH045BP12-* | 44000 | 95% | No | 100 | 200 | 0 | 0 | 100 | 200 | 250 | 500
202361589 | ROYALTON | 95G1DF045BP12-* | 44000 | 95% | No | 100 | 200 | 0 | 0 | 100 | 200 | 250 | 500
202361572 | ROYALTON | 92G1UH090CP12-* | 88000 | 92.1% | No | 100 | 200 | 0 | 0 | 100 | 200 | 250 | 500
202361579 | ROYALTON | 92G1DF090CP16-* | 88000 | 92.1% | No | 100 | 200 | 0 | 0 | 100 | 200 | 250 | 500
202361573 | ROYALTON | 92G1UH090CP16-* | 88000 | 92.1% | No | 100 | 200 | 0 | 0 | 100 | 200 | 250 | 500
202361574 | ROYALTON | 92G1UH110CP16-* | 110000 | 92.1% | No | 100 | 200 | 0 | 0 | 100 | 200 | 250 | 500
202361575 | ROYALTON | 92G1UH110CP20-* | 110000 | 92.1% | No | 100 | 200 | 0 | 0 | 100 | 200 | 250 | 500
202361581 | ROYALTON | 95G1UH045BP08-* | 44000 | 95% | No | 100 | 200 | 0 | 0 | 100 | 200 | 250 | 500
202361571 | ROYALTON | 92G1UH070BP12-* | 66000 | 92.1% | No | 100 | 200 | 0 | 0 | 100 | 200 | 250 | 500
202361578 | ROYALTON | 92G1DF070BP12-* | 66000 | 92.1% | No | 100 | 200 | 0 | 0 | 100 | 200 | 250 | 500
202361583 | ROYALTON | 95G1UH070BP12-* | 66000 | 95% | No | 100 | 200 | 0 | 0 | 100 | 200 | 250 | 500
202361590 | ROYALTON | 95G1DF070BP12-* | 66000 | 95% | No | 100 | 200 | 0 | 0 | 100 | 200 | 250 | 500
202361584 | ROYALTON | 95G1UH090CP12-* | 88000 | 95% | No | 100 | 200 | 0 | 0 | 100 | 200 | 250 | 500
202361585 | ROYALTON | 95G1UH090CP16-* | 88000 | 95% | No | 100 | 200 | 0 | 0 | 100 | 200 | 250 | 500
202361591 | ROYALTON | 95G1DF090CP20-* | 88000 | 95% | No | 100 | 200 | 0 | 0 | 100 | 200 | 250 | 500
202361580 | ROYALTON | 92G1DF110CP20-* | 110000 | 92.1% | No | 100 | 200 | 0 | 0 | 100 | 200 | 250 | 500
202361586 | ROYALTON | 95G1UH110CP16-* | 110000 | 95% | No | 100 | 200 | 0 | 0 | 100 | 200 | 250 | 500
202361587 | ROYALTON | 95G1UH110CP20-* | 110000 | 95% | No | 100 | 200 | 0 | 0 | 100 | 200 | 250 | 500
202370552 | ROYALTON | 95G1DF110CP20-* | 110000 | 95% | No | 100 | 200 | 0 | 0 | 100 | 200 | 250 | 500
202361576 | ROYALTON | 92G1UH135DP20-* | 132000 | 92.1% | No | 100 | 200 | 0 | 0 | 100 | 200 | 250 | 500
202361588 | ROYALTON | 95G1UH135DP20-* | 132000 | 95% | No | 100 | 200 | 0 | 0 | 100 | 200 | 250 | 500
202361243 | ROYALTON | 95G1UH040BE12X-* | 40000 | 95% | Yes | 100 | 200 | 150 | 300 | 200 | 400 | 250 | 500
202361271 | ROYALTON | 95G2DF045BE12* | 44000 | 95% | Yes | 100 | 200 | 150 | 300 | 200 | 400 | 250 | 500
202361275 | ROYALTON | 95G2UH045BV12-* | 44000 | 95% | Yes | 100 | 200 | 150 | 300 | 200 | 400 | 250 | 500
202361252 | ROYALTON | 95G1DF045BE12-** | 44000 | 95% | Yes | 100 | 200 | 150 | 300 | 200 | 400 | 250 | 500
202361251 | ROYALTON | 95G1UH135DE20-** | 132000 | 95% | Yes | 100 | 200 | 150 | 300 | 200 | 400 | 250 | 500
202361266 | ROYALTON | 95G2UH045BE12* | 44000 | 95% | Yes | 100 | 200 | 150 | 300 | 200 | 400 | 250 | 500
202361280 | ROYALTON | 95G2UH135DV20-* | 132000 | 95% | Yes | 100 | 200 | 150 | 300 | 200 | 400 | 250 | 500
202361286 | ROYALTON | 95G2DF045BV12-* | 44000 | 95% | Yes | 100 | 200 | 150 | 300 | 200 | 400 | 250 | 500
202361247 | ROYALTON | 95G1UH045BE12-** | 44000 | 95% | Yes | 100 | 200 | 150 | 300 | 200 | 400 | 250 | 500
202361270 | ROYALTON | 95G2UH135DE20* | 132000 | 95% | Yes | 100 | 200 | 150 | 300 | 200 | 400 | 250 | 500
202361244 | ROYALTON | 95G1UH060BE12X-* | 60000 | 95% | Yes | 100 | 200 | 150 | 300 | 200 | 400 | 250 | 500
202361267 | ROYALTON | 95G2UH070BE12* | 66000 | 95% | Yes | 100 | 200 | 150 | 300 | 200 | 400 | 250 | 500
202361272 | ROYALTON | 95G2DF070BE16* | 66000 | 95% | Yes | 100 | 200 | 150 | 300 | 200 | 400 | 250 | 500
202361276 | ROYALTON | 95G2UH070BV12-* | 66000 | 95% | Yes | 100 | 200 | 150 | 300 | 200 | 400 | 250 | 500
202361281 | ROYALTON | 95G2DF070BV16-* | 66000 | 95% | Yes | 100 | 200 | 150 | 300 | 200 | 400 | 250 | 500
202361248 | ROYALTON | 95G1UH070BE12-** | 66000 | 95% | Yes | 100 | 200 | 150 | 300 | 200 | 400 | 250 | 500
202361253 | ROYALTON | 95G1DF070BE16-** | 66000 | 95% | Yes | 100 | 200 | 150 | 300 | 200 | 400 | 250 | 500
202361245 | ROYALTON | 95G1UH080CE16X-* | 80000 | 95% | Yes | 100 | 200 | 150 | 300 | 200 | 400 | 250 | 500
202361268 | ROYALTON | 95G2UH090CE16* | 88000 | 95% | Yes | 100 | 200 | 150 | 300 | 200 | 400 | 250 | 500
202361273 | ROYALTON | 95G2DF090CE16* | 88000 | 95% | Yes | 100 | 200 | 150 | 300 | 200 | 400 | 250 | 500
202361277 | ROYALTON | 95G2UH090CV12-* | 88000 | 95% | Yes | 100 | 200 | 150 | 300 | 200 | 400 | 250 | 500
202361278 | ROYALTON | 95G2UH090CV20-* | 88000 | 95% | Yes | 100 | 200 | 150 | 300 | 200 | 400 | 250 | 500
202361282 | ROYALTON | 95G2DF090CV20-* | 88000 | 95% | Yes | 100 | 200 | 150 | 300 | 200 | 400 | 250 | 500
202361249 | ROYALTON | 95G1UH090CE16-** | 88000 | 95% | Yes | 100 | 200 | 150 | 300 | 200 | 400 | 250 | 500
202361254 | ROYALTON | 95G1DF090CE16-** | 88000 | 95% | Yes | 100 | 200 | 150 | 300 | 200 | 400 | 250 | 500
202361246 | ROYALTON | 95G1UH100CE20X-* | 100000 | 95% | Yes | 100 | 200 | 150 | 300 | 200 | 400 | 250 | 500
202361269 | ROYALTON | 95G2UH110CE20* | 110000 | 95% | Yes | 100 | 200 | 150 | 300 | 200 | 400 | 250 | 500
202361274 | ROYALTON | 95G2DF110CE20* | 110000 | 95% | Yes | 100 | 200 | 150 | 300 | 200 | 400 | 250 | 500
202361279 | ROYALTON | 95G2UH110CV20-* | 110000 | 95% | Yes | 100 | 200 | 150 | 300 | 200 | 400 | 250 | 500
202361283 | ROYALTON | 95G2DF110CV20-* | 110000 | 95% | Yes | 100 | 200 | 150 | 300 | 200 | 400 | 250 | 500
202361250 | ROYALTON | 95G1UH110CE20-** | 110000 | 95% | Yes | 100 | 200 | 150 | 300 | 200 | 400 | 250 | 500
202361255 | ROYALTON | 95G1DF110CE20-** | 110000 | 95% | Yes | 100 | 200 | 150 | 300 | 200 | 400 | 250 | 500
204718991 | ROYALTON | 96G2UH045BV12-* | 44000 | 96% | Yes | 100 | 200 | 200 | 400 | 200 | 400 | 250 | 500
202361260 | ROYALTON | 96G1DF045BE12-* | 44000 | 96.1% | Yes | 100 | 200 | 200 | 400 | 200 | 400 | 250 | 500
202361256 | ROYALTON | 96G1UH045BE12-* | 44000 | 96.4% | Yes | 100 | 200 | 200 | 400 | 200 | 400 | 250 | 500
204718996 | ROYALTON | 96G2UH135DV20-* | 132000 | 96% | Yes | 100 | 200 | 200 | 400 | 200 | 400 | 250 | 500
204718992 | ROYALTON | 96G2UH070BV12-* | 66000 | 96% | Yes | 100 | 200 | 200 | 400 | 200 | 400 | 250 | 500
204718997 | ROYALTON | 96G2DF070BV16-* | 66000 | 96% | Yes | 100 | 200 | 200 | 400 | 200 | 400 | 250 | 500
202361257 | ROYALTON | 96G1UH070BE12-* | 66000 | 96.1% | Yes | 100 | 200 | 200 | 400 | 200 | 400 | 250 | 500
202361261 | ROYALTON | 96G1DF070BE16-* | 66000 | 96.1% | Yes | 100 | 200 | 200 | 400 | 200 | 400 | 250 | 500
204718993 | ROYALTON | 96G2UH090CV12-* | 88000 | 96% | Yes | 100 | 200 | 200 | 400 | 200 | 400 | 250 | 500
204718994 | ROYALTON | 96G2UH090CV20-* | 88000 | 96% | Yes | 100 | 200 | 200 | 400 | 200 | 400 | 250 | 500
204718998 | ROYALTON | 96G2DF090CV20-* | 88000 | 96% | Yes | 100 | 200 | 200 | 400 | 200 | 400 | 250 | 500
202361262 | ROYALTON | 96G1DF090CE16-* | 88000 | 96.1% | Yes | 100 | 200 | 200 | 400 | 200 | 400 | 250 | 500
202361258 | ROYALTON | 96G1UH090CE16-* | 88000 | 96.3% | Yes | 100 | 200 | 200 | 400 | 200 | 400 | 250 | 500
204718995 | ROYALTON | 96G2UH110CV20-* | 110000 | 96% | Yes | 100 | 200 | 200 | 400 | 200 | 400 | 250 | 500
204718999 | ROYALTON | 96G2DF110CV20-* | 110000 | 96% | Yes | 100 | 200 | 200 | 400 | 200 | 400 | 250 | 500
202361259 | ROYALTON | 96G1UH110CE20-* | 110000 | 96.4% | Yes | 100 | 200 | 200 | 400 | 200 | 400 | 250 | 500
209240192 | ROYALTON | 96G2UH030BE08-* | 30000 | 96% | Yes | 100 | 200 | 200 | 400 | 200 | 400 | 250 | 500
204606338 | RunTru | A951X080BD4S*** | 80000 | 95% | Yes | 100 | 200 | 150 | 300 | 200 | 400 | 250 | 500
204606334 | RunTru | A951X100CU5S*** | 100000 | 95% | Yes | 100 | 200 | 150 | 300 | 200 | 400 | 250 | 500
204606335 | RunTru | A951X120DU5S*** | 120000 | 95% | Yes | 100 | 200 | 150 | 300 | 200 | 400 | 250 | 500
204606340 | RunTru | A951X120DD5S*** | 120000 | 95% | Yes | 100 | 200 | 150 | 300 | 200 | 400 | 250 | 500
204606331 | RunTru | A951X060BU4S*** | 60000 | 96% | Yes | 100 | 200 | 200 | 400 | 200 | 400 | 250 | 500
204606324 | RunTru | A952V040BD3S*** | 40000 | 96% | Yes | 100 | 200 | 200 | 400 | 200 | 400 | 250 | 500
204606330 | RunTru | A951X040BU3S*** | 40000 | 96% | Yes | 100 | 200 | 200 | 400 | 200 | 400 | 250 | 500
204606336 | RunTru | A951X040BD3S*** | 40000 | 96% | Yes | 100 | 200 | 200 | 400 | 200 | 400 | 250 | 500
204606323 | RunTru | A952V120DU5S*** | 120000 | 96% | Yes | 100 | 200 | 200 | 400 | 200 | 400 | 250 | 500
204606329 | RunTru | A952V120DD5S*** | 120000 | 96% | Yes | 100 | 200 | 200 | 400 | 200 | 400 | 250 | 500
204606337 | RunTru | A951X060BD3S*** | 60000 | 96% | Yes | 100 | 200 | 200 | 400 | 200 | 400 | 250 | 500
204606317 | RunTru | A952V060BU3S*** | 60000 | 96% | Yes | 100 | 200 | 200 | 400 | 200 | 400 | 250 | 500
204606318 | RunTru | A952V060BU4S*** | 60000 | 96% | Yes | 100 | 200 | 200 | 400 | 200 | 400 | 250 | 500
204606325 | RunTru | A952V060BD3S*** | 60000 | 96% | Yes | 100 | 200 | 200 | 400 | 200 | 400 | 250 | 500
204606316 | RunTru | A952V040BU3S*** | 40000 | 96% | Yes | 100 | 200 | 200 | 400 | 200 | 400 | 250 | 500
204606319 | RunTru | A952V080BU4S*** | 80000 | 96% | Yes | 100 | 200 | 200 | 400 | 200 | 400 | 250 | 500
204606320 | RunTru | A952V080CU5S*** | 80000 | 96% | Yes | 100 | 200 | 200 | 400 | 200 | 400 | 250 | 500
204606326 | RunTru | A952V080BD4S*** | 80000 | 96% | Yes | 100 | 200 | 200 | 400 | 200 | 400 | 250 | 500
204606332 | RunTru | A951X080BU4S*** | 80000 | 96% | Yes | 100 | 200 | 200 | 400 | 200 | 400 | 250 | 500
204606333 | RunTru | A951X080CU5S*** | 80000 | 96% | Yes | 100 | 200 | 200 | 400 | 200 | 400 | 250 | 500
204606321 | RunTru | A952V100CU4S*** | 100000 | 96% | Yes | 100 | 200 | 200 | 400 | 200 | 400 | 250 | 500
204606322 | RunTru | A952V100CU5S*** | 100000 | 96% | Yes | 100 | 200 | 200 | 400 | 200 | 400 | 250 | 500
204606327 | RunTru | A952V100CD4S*** | 100000 | 96% | Yes | 100 | 200 | 200 | 400 | 200 | 400 | 250 | 500
204606328 | RunTru | A952V100CD5S*** | 100000 | 96% | Yes | 100 | 200 | 200 | 400 | 200 | 400 | 250 | 500
204606339 | RunTru | A951X100CD5S*** | 100000 | 96% | Yes | 100 | 200 | 200 | 400 | 200 | 400 | 250 | 500
205348650 | RUSSELL | S92TA0401317MSA | 42000 | 92% | Yes | 100 | 200 | 100 | 200 | 200 | 400 | 250 | 500
205348651 | RUSSELL | S92TA0601317MSA | 56000 | 92% | Yes | 100 | 200 | 100 | 200 | 200 | 400 | 250 | 500
205348655 | RUSSELL | S92TA1001521MSA | 98000 | 92% | Yes | 100 | 200 | 100 | 200 | 200 | 400 | 250 | 500
205348656 | RUSSELL | S92TA1151524MSA | 112000 | 92% | Yes | 100 | 200 | 100 | 200 | 200 | 400 | 250 | 500
205348652 | RUSSELL | S92TA0701317MSA | 70000 | 92% | Yes | 100 | 200 | 100 | 200 | 200 | 400 | 250 | 500
205348675 | RUSSELL | S92TA0701521MSA | 70000 | 92% | Yes | 100 | 200 | 100 | 200 | 200 | 400 | 250 | 500
205348653 | RUSSELL | S92TA0851521MSA | 84000 | 92% | Yes | 100 | 200 | 100 | 200 | 200 | 400 | 250 | 500
205348637 | RUSSELL | S95TC0401317MSA | 42000 | 95% | Yes | 100 | 200 | 150 | 300 | 200 | 400 | 250 | 500
205348638 | RUSSELL | S95TC0601317MSA | 56000 | 95% | Yes | 100 | 200 | 150 | 300 | 200 | 400 | 250 | 500
205348639 | RUSSELL | S95TC0701317MSA | 70000 | 95% | Yes | 100 | 200 | 150 | 300 | 200 | 400 | 250 | 500
205348672 | RUSSELL | S95TC0701521MSA | 70000 | 95% | Yes | 100 | 200 | 150 | 300 | 200 | 400 | 250 | 500
205348640 | RUSSELL | S95TC0851521MSA | 84000 | 95% | Yes | 100 | 200 | 150 | 300 | 200 | 400 | 250 | 500
205348641 | RUSSELL | S95TC1001521MSA | 98000 | 95% | Yes | 100 | 200 | 150 | 300 | 200 | 400 | 250 | 500
205348642 | RUSSELL | S95TC1151524MSA | 112000 | 95% | Yes | 100 | 200 | 150 | 300 | 200 | 400 | 250 | 500
205348605 | RUSSELL | S96VA0402317MSA | 42000 | 96% | Yes | 100 | 200 | 200 | 400 | 200 | 400 | 250 | 500
205348643 | RUSSELL | S96TA0402317MSA | 42000 | 96% | Yes | 100 | 200 | 200 | 400 | 200 | 400 | 250 | 500
205348591 | RUSSELL | S96VA0602317MSA | 56000 | 96% | Yes | 100 | 200 | 200 | 400 | 200 | 400 | 250 | 500
205348644 | RUSSELL | S96TA0602317MSA | 56000 | 96% | Yes | 100 | 200 | 200 | 400 | 200 | 400 | 250 | 500
205348663 | RUSSELL | S97VA060M317KSA | 56000 | 97% | Yes | 100 | 200 | 200 | 400 | 200 | 400 | 250 | 500
205348666 | RUSSELL | S98VB060M317USA | 56000 | 98.7% | Yes | 100 | 200 | 200 | 400 | 200 | 400 | 250 | 500
205348592 | RUSSELL | S96VA0702317MSA | 70000 | 96% | Yes | 100 | 200 | 200 | 400 | 200 | 400 | 250 | 500
205348645 | RUSSELL | S96TA0702317MSA | 70000 | 96% | Yes | 100 | 200 | 200 | 400 | 200 | 400 | 250 | 500
205348673 | RUSSELL | S96VA0702521MSA | 70000 | 96% | Yes | 100 | 200 | 200 | 400 | 200 | 400 | 250 | 500
205348674 | RUSSELL | S96TA0702521MSA | 70000 | 96% | Yes | 100 | 200 | 200 | 400 | 200 | 400 | 250 | 500
205348664 | RUSSELL | S97VA070M317KSA | 70000 | 97% | Yes | 100 | 200 | 200 | 400 | 200 | 400 | 250 | 500
205348668 | RUSSELL | S98VB070M317USA | 70000 | 98.3% | Yes | 100 | 200 | 200 | 400 | 200 | 400 | 250 | 500
205348594 | RUSSELL | S96VA0852521MSB | 84000 | 96% | Yes | 100 | 200 | 200 | 400 | 200 | 400 | 250 | 500
205348647 | RUSSELL | S96TA0852521MSA | 84000 | 96% | Yes | 100 | 200 | 200 | 400 | 200 | 400 | 250 | 500
205348661 | RUSSELL | S97VA085M521KSA | 84000 | 97% | Yes | 100 | 200 | 200 | 400 | 200 | 400 | 250 | 500
205348667 | RUSSELL | S98VB085M521USA | 84000 | 98.2% | Yes | 100 | 200 | 200 | 400 | 200 | 400 | 250 | 500
205348593 | RUSSELL | S96VA1002521MSA | 98000 | 96% | Yes | 100 | 200 | 200 | 400 | 200 | 400 | 250 | 500
205348648 | RUSSELL | S96TA1002521MSA | 98000 | 96% | Yes | 100 | 200 | 200 | 400 | 200 | 400 | 250 | 500
205348662 | RUSSELL | S97VA100M521KSA | 98000 | 97% | Yes | 100 | 200 | 200 | 400 | 200 | 400 | 250 | 500
205348669 | RUSSELL | S98VB100M521USA | 98000 | 98.1% | Yes | 100 | 200 | 200 | 400 | 200 | 400 | 250 | 500
205348606 | RUSSELL | S96VA1152524MSA | 112000 | 96% | Yes | 100 | 200 | 200 | 400 | 200 | 400 | 250 | 500
205348649 | RUSSELL | S96TA1152524MSA | 112000 | 96% | Yes | 100 | 200 | 200 | 400 | 200 | 400 | 250 | 500
205348665 | RUSSELL | S97VA115M524KSA | 112000 | 97% | Yes | 100 | 200 | 200 | 400 | 200 | 400 | 250 | 500
205348671 | RUSSELL | S98VB115M524USA | 112000 | 98.6% | Yes | 100 | 200 | 200 | 400 | 200 | 400 | 250 | 500
212921449 | RUSSELL | S951V0403A17UHUBAP | 42000 | 95% | Yes | 100 | 200 | 150 | 300 | 200 | 400 | 250 | 500
212921451 | RUSSELL | S951V0603A17UHUBAP | 56000 | 95% | Yes | 100 | 200 | 150 | 300 | 200 | 400 | 250 | 500
212921453 | RUSSELL | S951V1005A21UHUBAP | 95000 | 95% | Yes | 100 | 200 | 150 | 300 | 200 | 400 | 250 | 500
208676271 | RUSSELL | S951V1155A24M4 | 112000 | 95% | Yes | 100 | 200 | 150 | 300 | 200 | 400 | 250 | 500
208676279 | RUSSELL | S921V0403A17M4 | 42000 | 92% | Yes | 100 | 200 | 100 | 200 | 200 | 400 | 250 | 500
208676280 | RUSSELL | S921V0603A17M4 | 56000 | 92% | Yes | 100 | 200 | 100 | 200 | 200 | 400 | 250 | 500
208676281 | RUSSELL | S921V0703A17M4 | 70000 | 92% | Yes | 100 | 200 | 100 | 200 | 200 | 400 | 250 | 500
208676282 | RUSSELL | S921V0705A21M4 | 70000 | 92% | Yes | 100 | 200 | 100 | 200 | 200 | 400 | 250 | 500
208676283 | RUSSELL | S921V0855A21M4 | 84000 | 92% | Yes | 100 | 200 | 100 | 200 | 200 | 400 | 250 | 500
208663412 | RUSSELL | S951T0705A21M4 | 70000 | 95% | Yes | 100 | 200 | 150 | 300 | 200 | 400 | 250 | 500
208663413 | RUSSELL | S951T0855A21M4 | 84000 | 95% | Yes | 100 | 200 | 150 | 300 | 200 | 400 | 250 | 500
208663414 | RUSSELL | S951T1005A21M4 | 98000 | 95% | Yes | 100 | 200 | 150 | 300 | 200 | 400 | 250 | 500
208663440 | RUSSELL | S921T0403A17M4 | 42000 | 92% | Yes | 100 | 200 | 100 | 200 | 200 | 400 | 250 | 500
208663441 | RUSSELL | S921T0603A17M4 | 56000 | 92% | Yes | 100 | 200 | 100 | 200 | 200 | 400 | 250 | 500
208663442 | RUSSELL | S921T0703A17M4 | 70000 | 92% | Yes | 100 | 200 | 100 | 200 | 200 | 400 | 250 | 500
208663443 | RUSSELL | S921T0705A21M4 | 70000 | 92% | Yes | 100 | 200 | 100 | 200 | 200 | 400 | 250 | 500
208663444 | RUSSELL | S921T0855A21M4 | 84000 | 92% | Yes | 100 | 200 | 100 | 200 | 200 | 400 | 250 | 500
208663445 | RUSSELL | S921T1005A21M4 | 98000 | 92% | Yes | 100 | 200 | 100 | 200 | 200 | 400 | 250 | 500
208663446 | RUSSELL | S921T1155A24M4 | 112000 | 92% | Yes | 100 | 200 | 100 | 200 | 200 | 400 | 250 | 500
208663351 | RUSSELL | S951T1155A24M4 | 112000 | 95% | Yes | 100 | 200 | 150 | 300 | 200 | 400 | 250 | 500
208663409 | RUSSELL | S951T0403A17M4 | 42000 | 95% | Yes | 100 | 200 | 150 | 300 | 200 | 400 | 250 | 500
208663410 | RUSSELL | S951T0603A17M4 | 56000 | 95% | Yes | 100 | 200 | 150 | 300 | 200 | 400 | 250 | 500
208663411 | RUSSELL | S951T0703A17M4 | 70000 | 95% | Yes | 100 | 200 | 150 | 300 | 200 | 400 | 250 | 500
208243349 | RUSSELL | S962V0403A17M4S | 42000 | 96% | Yes | 100 | 200 | 200 | 400 | 200 | 400 | 250 | 500
208243351 | RUSSELL | S962V0603A17M4S | 56000 | 96% | Yes | 100 | 200 | 200 | 400 | 200 | 400 | 250 | 500
208243353 | RUSSELL | S962V0703A17M4S | 70000 | 96% | Yes | 100 | 200 | 200 | 400 | 200 | 400 | 250 | 500
208243354 | RUSSELL | S962V0705A21M4S | 70000 | 96% | Yes | 100 | 200 | 200 | 400 | 200 | 400 | 250 | 500
208243356 | RUSSELL | S962V0855A21M4S | 84000 | 96% | Yes | 100 | 200 | 200 | 400 | 200 | 400 | 250 | 500
208243358 | RUSSELL | S962V1005A21M4S | 98000 | 96% | Yes | 100 | 200 | 200 | 400 | 200 | 400 | 250 | 500
208243359 | RUSSELL | S962V1155A24M4S | 112000 | 96% | Yes | 100 | 200 | 200 | 400 | 200 | 400 | 250 | 500
208676284 | RUSSELL | S921V1005A21M4 | 98000 | 92% | Yes | 100 | 200 | 100 | 200 | 200 | 400 | 250 | 500
208676285 | RUSSELL | S921V1155A24M4 | 112000 | 92% | Yes | 100 | 200 | 100 | 200 | 200 | 400 | 250 | 500
208676313 | RUSSELL | S951V0403A17M4 | 42000 | 95% | Yes | 100 | 200 | 150 | 300 | 200 | 400 | 250 | 500
208676314 | RUSSELL | S951V0603A17M4 | 56000 | 95% | Yes | 100 | 200 | 150 | 300 | 200 | 400 | 250 | 500
208676315 | RUSSELL | S951V0703A17M4 | 70000 | 95% | Yes | 100 | 200 | 150 | 300 | 200 | 400 | 250 | 500
208676316 | RUSSELL | S951V0705A21M4 | 70000 | 95% | Yes | 100 | 200 | 150 | 300 | 200 | 400 | 250 | 500
208676317 | RUSSELL | S951V0855A21M4 | 84000 | 95% | Yes | 100 | 200 | 150 | 300 | 200 | 400 | 250 | 500
208676318 | RUSSELL | S951V1005A21M4 | 98000 | 95% | Yes | 100 | 200 | 150 | 300 | 200 | 400 | 250 | 500
213927536 | RUSSELL | S951V0705A21UHUBAP | 70000 | 95% | Yes | 100 | 200 | 150 | 300 | 200 | 400 | 250 | 500
208157051 | RUSSELL | S97MV0603A17DHS | 56000 | 97% | Yes | 100 | 200 | 200 | 400 | 200 | 400 | 250 | 500
208157052 | RUSSELL | S97MV0703A17DHS | 70000 | 97% | Yes | 100 | 200 | 200 | 400 | 200 | 400 | 250 | 500
208157053 | RUSSELL | S97MV0855A21DHS | 84000 | 97% | Yes | 100 | 200 | 200 | 400 | 200 | 400 | 250 | 500
208157054 | RUSSELL | S97MV1005A21DHS | 98000 | 97% | Yes | 100 | 200 | 200 | 400 | 200 | 400 | 250 | 500
208157055 | RUSSELL | S97MV1155A24DHS | 112000 | 97% | Yes | 100 | 200 | 200 | 400 | 200 | 400 | 250 | 500
208157056 | RUSSELL | S98MV0603A17UPS | 56000 | 98.7% | Yes | 100 | 200 | 200 | 400 | 200 | 400 | 250 | 500
208157057 | RUSSELL | S98MV0703A17UPS | 70000 | 98.3% | Yes | 100 | 200 | 200 | 400 | 200 | 400 | 250 | 500
208157058 | RUSSELL | S98MV0855A21UPS | 84000 | 98.2% | Yes | 100 | 200 | 200 | 400 | 200 | 400 | 250 | 500
208157059 | RUSSELL | S98MV1005A21UPS | 98000 | 98.1% | Yes | 100 | 200 | 200 | 400 | 200 | 400 | 250 | 500
208157060 | RUSSELL | S98MV1155A24UPS | 112000 | 98.6% | Yes | 100 | 200 | 200 | 400 | 200 | 400 | 250 | 500
201707029 | RUUD | R92PA1151524MSA | 112000 | 92% | No | 100 | 200 | 0 | 0 | 100 | 200 | 250 | 500
201707007 | RUUD | R95PA0601317MSA | 56000 | 95% | No | 100 | 200 | 0 | 0 | 100 | 200 | 250 | 500
201707019 | RUUD | R92PA0401317MSA | 42000 | 92% | No | 100 | 200 | 0 | 0 | 100 | 200 | 250 | 500
201707005 | RUUD | R95PA0401317MSA | 42000 | 95% | No | 100 | 200 | 0 | 0 | 100 | 200 | 250 | 500
201707730 | RUUD | R96PA0402317MSA | 42000 | 96% | No | 100 | 200 | 0 | 0 | 100 | 200 | 250 | 500
201707021 | RUUD | R92PA0601317MSA | 56000 | 92% | No | 100 | 200 | 0 | 0 | 100 | 200 | 250 | 500
201707043 | RUUD | R96PA0602317MSA | 56000 | 96% | No | 100 | 200 | 0 | 0 | 100 | 200 | 250 | 500
201707027 | RUUD | R92PA1001521MSA | 98000 | 92% | No | 100 | 200 | 0 | 0 | 100 | 200 | 250 | 500
201707009 | RUUD | R95PA0701317MSA | 70000 | 95% | No | 100 | 200 | 0 | 0 | 100 | 200 | 250 | 500
201707023 | RUUD | R92PA0701317MSA | 70000 | 92% | No | 100 | 200 | 0 | 0 | 100 | 200 | 250 | 500
201707045 | RUUD | R96PA0702317MSA | 70000 | 96% | No | 100 | 200 | 0 | 0 | 100 | 200 | 250 | 500
201707011 | RUUD | R95PA0851521MSA | 84000 | 95% | No | 100 | 200 | 0 | 0 | 100 | 200 | 250 | 500
201707047 | RUUD | R96PA0852521MSA | 84000 | 95% | No | 100 | 200 | 0 | 0 | 100 | 200 | 250 | 500
201707025 | RUUD | R92PA0851521MSA | 84000 | 92% | No | 100 | 200 | 0 | 0 | 100 | 200 | 250 | 500
201707013 | RUUD | R95PA1001521MSA | 98000 | 95% | No | 100 | 200 | 0 | 0 | 100 | 200 | 250 | 500
201707049 | RUUD | R96PA1002521MSA | 98000 | 95% | No | 100 | 200 | 0 | 0 | 100 | 200 | 250 | 500
201707015 | RUUD | R95PA1151524MSA | 112000 | 95% | No | 100 | 200 | 0 | 0 | 100 | 200 | 250 | 500
201707728 | RUUD | R96PA1152524MSA | 112000 | 96% | No | 100 | 200 | 0 | 0 | 100 | 200 | 250 | 500
201712988 | RUUD | R92TA1151524MSA | 112000 | 92% | Yes | 100 | 200 | 100 | 200 | 200 | 400 | 250 | 500
201712978 | RUUD | R92TA0401317MSA | 42000 | 92% | Yes | 100 | 200 | 100 | 200 | 200 | 400 | 250 | 500
201712980 | RUUD | R92TA0601317MSA | 56000 | 92% | Yes | 100 | 200 | 100 | 200 | 200 | 400 | 250 | 500
201712986 | RUUD | R92TA1001521MSA | 98000 | 92% | Yes | 100 | 200 | 100 | 200 | 200 | 400 | 250 | 500
203269465 | RUUD | R92TA0701521MSA | 70000 | 92% | Yes | 100 | 200 | 100 | 200 | 200 | 400 | 250 | 500
201712982 | RUUD | R92TA0701317MSA | 70000 | 92% | Yes | 100 | 200 | 100 | 200 | 200 | 400 | 250 | 500
201712984 | RUUD | R92TA0851521MSA | 84000 | 92% | Yes | 100 | 200 | 100 | 200 | 200 | 400 | 250 | 500
201711677 | RUUD | R95TC0401317MSA | 42000 | 95% | Yes | 100 | 200 | 150 | 300 | 200 | 400 | 250 | 500
201711679 | RUUD | R95TC0601317MSA | 56000 | 95% | Yes | 100 | 200 | 150 | 300 | 200 | 400 | 250 | 500
203261700 | RUUD | R95TC0701521MSA | 70000 | 95% | Yes | 100 | 200 | 150 | 300 | 200 | 400 | 250 | 500
201711681 | RUUD | R95TC0701317MSA | 70000 | 95% | Yes | 100 | 200 | 150 | 300 | 200 | 400 | 250 | 500
201711683 | RUUD | R95TC0851521MSA | 84000 | 95% | Yes | 100 | 200 | 150 | 300 | 200 | 400 | 250 | 500
201711685 | RUUD | R95TC1001521MSA | 98000 | 95% | Yes | 100 | 200 | 150 | 300 | 200 | 400 | 250 | 500
201711687 | RUUD | R95TC1151524MSA | 112000 | 95% | Yes | 100 | 200 | 150 | 300 | 200 | 400 | 250 | 500
10524986 | RUUD | U97VB060M317USA | 56000 | 97% | Yes | 100 | 200 | 200 | 400 | 200 | 400 | 250 | 500
7502132 | RUUD | U96VA0402317MSA | 42000 | 96% | Yes | 100 | 200 | 200 | 400 | 200 | 400 | 250 | 500
201712918 | RUUD | R96TA0402317MSA | 42000 | 96% | Yes | 100 | 200 | 200 | 400 | 200 | 400 | 250 | 500
201712920 | RUUD | R96TA0602317MSA | 56000 | 96% | Yes | 100 | 200 | 200 | 400 | 200 | 400 | 250 | 500
6715443 | RUUD | U96VA0602317MSA | 56000 | 96% | Yes | 100 | 200 | 200 | 400 | 200 | 400 | 250 | 500
9990392 | RUUD | U97VA060M317KSA | 56000 | 97% | Yes | 100 | 200 | 200 | 400 | 200 | 400 | 250 | 500
10524991 | RUUD | U98VB060M317USA | 56000 | 98.7% | Yes | 100 | 200 | 200 | 400 | 200 | 400 | 250 | 500
10202610 | RUUD | U98VA060M317USA | 56000 | 98.7% | Yes | 100 | 200 | 200 | 400 | 200 | 400 | 250 | 500
203261703 | RUUD | U96VA0702521MSA | 70000 | 96% | Yes | 100 | 200 | 200 | 400 | 200 | 400 | 250 | 500
203261705 | RUUD | R96TA0702521MSA | 70000 | 96% | Yes | 100 | 200 | 200 | 400 | 200 | 400 | 250 | 500
201712922 | RUUD | R96TA0702317MSA | 70000 | 96% | Yes | 100 | 200 | 200 | 400 | 200 | 400 | 250 | 500
6715445 | RUUD | U96VA0702317MSA | 70000 | 96% | Yes | 100 | 200 | 200 | 400 | 200 | 400 | 250 | 500
9990393 | RUUD | U97VA070M317KSA | 70000 | 97% | Yes | 100 | 200 | 200 | 400 | 200 | 400 | 250 | 500
10524987 | RUUD | U97VB070M317USA | 70000 | 97% | Yes | 100 | 200 | 200 | 400 | 200 | 400 | 250 | 500
10202612 | RUUD | U98VA070M317USA | 70000 | 98.3% | Yes | 100 | 200 | 200 | 400 | 200 | 400 | 250 | 500
10524992 | RUUD | U98VB070M317USA | 70000 | 98.3% | Yes | 100 | 200 | 200 | 400 | 200 | 400 | 250 | 500
7086388 | RUUD | U96VA0852521MSB | 84000 | 96% | Yes | 100 | 200 | 200 | 400 | 200 | 400 | 250 | 500
201712924 | RUUD | R96TA0852521MSA | 84000 | 96% | Yes | 100 | 200 | 200 | 400 | 200 | 400 | 250 | 500
9989447 | RUUD | U97VA085M521KSA | 84000 | 97% | Yes | 100 | 200 | 200 | 400 | 200 | 400 | 250 | 500
10524988 | RUUD | U97VB085M521USA | 84000 | 97% | Yes | 100 | 200 | 200 | 400 | 200 | 400 | 250 | 500
10202611 | RUUD | U98VA085M521USA | 84000 | 98.1% | Yes | 100 | 200 | 200 | 400 | 200 | 400 | 250 | 500
10524993 | RUUD | U98VB085M521USA | 84000 | 98.2% | Yes | 100 | 200 | 200 | 400 | 200 | 400 | 250 | 500
201712926 | RUUD | R96TA1002521MSA | 98000 | 96% | Yes | 100 | 200 | 200 | 400 | 200 | 400 | 250 | 500
6715449 | RUUD | U96VA1002521MSA | 98000 | 96% | Yes | 100 | 200 | 200 | 400 | 200 | 400 | 250 | 500
9989448 | RUUD | U97VA100M521KSA | 98000 | 97% | Yes | 100 | 200 | 200 | 400 | 200 | 400 | 250 | 500
10524989 | RUUD | U97VB100M521USA | 98000 | 97% | Yes | 100 | 200 | 200 | 400 | 200 | 400 | 250 | 500
10202613 | RUUD | U98VA100M521USA | 98000 | 98.1% | Yes | 100 | 200 | 200 | 400 | 200 | 400 | 250 | 500
10524994 | RUUD | U98VB100M521USA | 98000 | 98.1% | Yes | 100 | 200 | 200 | 400 | 200 | 400 | 250 | 500
7502141 | RUUD | U96VA1152524MSA | 112000 | 96% | Yes | 100 | 200 | 200 | 400 | 200 | 400 | 250 | 500
201712928 | RUUD | R96TA1152524MSA | 112000 | 96% | Yes | 100 | 200 | 200 | 400 | 200 | 400 | 250 | 500
9990395 | RUUD | U97VA115M524KSA | 112000 | 97% | Yes | 100 | 200 | 200 | 400 | 200 | 400 | 250 | 500
10524990 | RUUD | U97VB115M524USA | 112000 | 97% | Yes | 100 | 200 | 200 | 400 | 200 | 400 | 250 | 500
10202614 | RUUD | U98VA115M524USA | 112000 | 98.6% | Yes | 100 | 200 | 200 | 400 | 200 | 400 | 250 | 500
10524995 | RUUD | U98VB115M524USA | 112000 | 98.6% | Yes | 100 | 200 | 200 | 400 | 200 | 400 | 250 | 500
212921446 | RUUD | R951V0403A17UHUCAP | 42000 | 95% | Yes | 100 | 200 | 150 | 300 | 200 | 400 | 250 | 500
212921447 | RUUD | R951V0603A17UHUCAP | 56000 | 95% | Yes | 100 | 200 | 150 | 300 | 200 | 400 | 250 | 500
212921448 | RUUD | R951V1005A21UHUCAP | 95000 | 95% | Yes | 100 | 200 | 150 | 300 | 200 | 400 | 250 | 500
208663417 | RUUD | R951T0703A17M4 | 70000 | 95% | Yes | 100 | 200 | 150 | 300 | 200 | 400 | 250 | 500
208663418 | RUUD | R951T0705A21M4 | 70000 | 95% | Yes | 100 | 200 | 150 | 300 | 200 | 400 | 250 | 500
208663419 | RUUD | R951T0855A21M4 | 84000 | 95% | Yes | 100 | 200 | 150 | 300 | 200 | 400 | 250 | 500
208663420 | RUUD | R951T1005A21M4 | 98000 | 95% | Yes | 100 | 200 | 150 | 300 | 200 | 400 | 250 | 500
208663450 | RUUD | R921T0705A21M4 | 70000 | 92% | Yes | 100 | 200 | 100 | 200 | 200 | 400 | 250 | 500
208663451 | RUUD | R921T0855A21M4 | 84000 | 92% | Yes | 100 | 200 | 100 | 200 | 200 | 400 | 250 | 500
208663452 | RUUD | R921T1005A21M4 | 98000 | 92% | Yes | 100 | 200 | 100 | 200 | 200 | 400 | 250 | 500
208663453 | RUUD | R921T1155A24M4 | 112000 | 92% | Yes | 100 | 200 | 100 | 200 | 200 | 400 | 250 | 500
208663352 | RUUD | R951T1155A24M4 | 112000 | 95% | Yes | 100 | 200 | 150 | 300 | 200 | 400 | 250 | 500
208676290 | RUUD | R921V0855A21M4 | 84000 | 92% | Yes | 100 | 200 | 100 | 200 | 200 | 400 | 250 | 500
208676323 | RUUD | R951V0855A21M4 | 84000 | 95% | Yes | 100 | 200 | 150 | 300 | 200 | 400 | 250 | 500
213927533 | RUUD | R951V0705A21UHUCAP | 70000 | 95% | Yes | 100 | 200 | 150 | 300 | 200 | 400 | 250 | 500
208157031 | RUUD | U97MV0603A17DHS | 56000 | 97% | Yes | 100 | 200 | 200 | 400 | 200 | 400 | 250 | 500
208157032 | RUUD | U97MV0703A17DHS | 70000 | 97% | Yes | 100 | 200 | 200 | 400 | 200 | 400 | 250 | 500
208157033 | RUUD | U97MV0855A21DHS | 84000 | 97% | Yes | 100 | 200 | 200 | 400 | 200 | 400 | 250 | 500
208157034 | RUUD | U97MV1005A21DHS | 98000 | 97% | Yes | 100 | 200 | 200 | 400 | 200 | 400 | 250 | 500
208157035 | RUUD | U97MV1155A24DHS | 112000 | 97% | Yes | 100 | 200 | 200 | 400 | 200 | 400 | 250 | 500
208157036 | RUUD | U98MV0603A17UPS | 56000 | 98.7% | Yes | 100 | 200 | 200 | 400 | 200 | 400 | 250 | 500
208157037 | RUUD | U98MV0703A17UPS | 70000 | 98.3% | Yes | 100 | 200 | 200 | 400 | 200 | 400 | 250 | 500
208157038 | RUUD | U98MV0855A21UPS | 84000 | 98.2% | Yes | 100 | 200 | 200 | 400 | 200 | 400 | 250 | 500
208157039 | RUUD | U98MV1005A21UPS | 98000 | 98.1% | Yes | 100 | 200 | 200 | 400 | 200 | 400 | 250 | 500
208157040 | RUUD | U98MV1155A24UPS | 112000 | 98.6% | Yes | 100 | 200 | 200 | 400 | 200 | 400 | 250 | 500
203361563 | SMARTCOMFORT | N9DSE0601714A*D | 60000 | 95% | No | 100 | 200 | 0 | 0 | 100 | 200 | 250 | 500
203361562 | SMARTCOMFORT | N9DSE0401712A*D | 40000 | 95% | No | 100 | 200 | 0 | 0 | 100 | 200 | 250 | 500
203361565 | SMARTCOMFORT | N9DSE0401712A* | 40000 | 96% | No | 100 | 200 | 0 | 0 | 100 | 200 | 250 | 500
201712916 | SMARTCOMFORT | R9MSB0801716A* | 80000 | 92.1% | No | 100 | 200 | 0 | 0 | 100 | 200 | 250 | 500
201707602 | SMARTCOMFORT | R9MSB0601716B | 60000 | 92.1% | No | 100 | 200 | 0 | 0 | 100 | 200 | 250 | 500
201712914 | SMARTCOMFORT | R9MSB0601716B* | 60000 | 92.1% | No | 100 | 200 | 0 | 0 | 100 | 200 | 250 | 500
203361560 | SMARTCOMFORT | N9DSE0601714A* | 60000 | 96% | No | 100 | 200 | 0 | 0 | 100 | 200 | 250 | 500
201710564 | SMARTCOMFORT | R9MSB0801716A | 80000 | 92.1% | No | 100 | 200 | 0 | 0 | 100 | 200 | 250 | 500
203361564 | SMARTCOMFORT | N9DSE0802120A*D | 80000 | 95% | No | 100 | 200 | 0 | 0 | 100 | 200 | 250 | 500
203361561 | SMARTCOMFORT | N9DSE0802120A* | 80000 | 96% | No | 100 | 200 | 0 | 0 | 100 | 200 | 250 | 500
203924718 | SMARTCOMFORT | R95ESN0601412A* | 60000 | 95% | Yes | 100 | 200 | 150 | 300 | 200 | 400 | 250 | 500
203924719 | SMARTCOMFORT | R95ESN0601412A**D | 60000 | 95% | Yes | 100 | 200 | 150 | 300 | 200 | 400 | 250 | 500
203924720 | SMARTCOMFORT | R95ESN0601412A*D | 60000 | 95% | Yes | 100 | 200 | 150 | 300 | 200 | 400 | 250 | 500
203360775 | SMARTCOMFORT | R95ESN0601714A**D | 60000 | 95% | Yes | 100 | 200 | 150 | 300 | 200 | 400 | 250 | 500
204743373 | SMARTCOMFORT | N95ESM0401712A*D | 40000 | 95% | Yes | 100 | 200 | 150 | 300 | 200 | 400 | 250 | 500
203360582 | SMARTCOMFORT | R95ESN0401712A*D | 40000 | 95% | Yes | 100 | 200 | 150 | 300 | 200 | 400 | 250 | 500
203924715 | SMARTCOMFORT | R95ESN0401410A**D | 40000 | 95% | Yes | 100 | 200 | 150 | 300 | 200 | 400 | 250 | 500
203924716 | SMARTCOMFORT | R95ESN0401410A*D | 40000 | 95% | Yes | 100 | 200 | 150 | 300 | 200 | 400 | 250 | 500
203360774 | SMARTCOMFORT | R95ESN0401712A**D | 40000 | 95% | Yes | 100 | 200 | 150 | 300 | 200 | 400 | 250 | 500
203360581 | SMARTCOMFORT | R95ESN0261410A*D | 26000 | 95% | Yes | 100 | 200 | 150 | 300 | 200 | 400 | 250 | 500
204743374 | SMARTCOMFORT | N95ESM0601714A*D | 60000 | 95% | Yes | 100 | 200 | 150 | 300 | 200 | 400 | 250 | 500
203360583 | SMARTCOMFORT | R95ESN0601714A*D | 60000 | 95% | Yes | 100 | 200 | 150 | 300 | 200 | 400 | 250 | 500
203924717 | SMARTCOMFORT | R95ESN0601412A | 60000 | 95% | Yes | 100 | 200 | 150 | 300 | 200 | 400 | 250 | 500
204743375 | SMARTCOMFORT | N95ESM0802120A*D | 80000 | 95% | Yes | 100 | 200 | 150 | 300 | 200 | 400 | 250 | 500
203360584 | SMARTCOMFORT | R95ESN0801716A*D | 80000 | 95% | Yes | 100 | 200 | 150 | 300 | 200 | 400 | 250 | 500
203360585 | SMARTCOMFORT | R95ESN0802120A*D | 80000 | 95% | Yes | 100 | 200 | 150 | 300 | 200 | 400 | 250 | 500
203360776 | SMARTCOMFORT | R95ESN0801716A**D | 80000 | 95% | Yes | 100 | 200 | 150 | 300 | 200 | 400 | 250 | 500
203360777 | SMARTCOMFORT | R95ESN0802120A**D | 80000 | 95% | Yes | 100 | 200 | 150 | 300 | 200 | 400 | 250 | 500
203360778 | SMARTCOMFORT | R95ESN1002120A**D | 100000 | 95% | Yes | 100 | 200 | 150 | 300 | 200 | 400 | 250 | 500
203360586 | SMARTCOMFORT | R95ESN1002120A*D | 100000 | 95% | Yes | 100 | 200 | 150 | 300 | 200 | 400 | 250 | 500
203360779 | SMARTCOMFORT | R95ESN1202422A**D | 120000 | 95% | Yes | 100 | 200 | 150 | 300 | 200 | 400 | 250 | 500
203360587 | SMARTCOMFORT | R95ESN1202422A*D | 120000 | 95% | Yes | 100 | 200 | 150 | 300 | 200 | 400 | 250 | 500
203360580 | SMARTCOMFORT | R95ESN1402422A | 140000 | 95% | Yes | 100 | 200 | 150 | 300 | 200 | 400 | 250 | 500
203360588 | SMARTCOMFORT | R95ESN1402422A*D | 140000 | 95% | Yes | 100 | 200 | 150 | 300 | 200 | 400 | 250 | 500
203360573 | SMARTCOMFORT | R95ESN0261410A | 26000 | 96% | Yes | 100 | 200 | 200 | 400 | 200 | 400 | 250 | 500
203360575 | SMARTCOMFORT | R95ESN0601714A | 60000 | 96% | Yes | 100 | 200 | 200 | 400 | 200 | 400 | 250 | 500
203360769 | SMARTCOMFORT | R95ESN0601714A* | 60000 | 96% | Yes | 100 | 200 | 200 | 400 | 200 | 400 | 250 | 500
204743370 | SMARTCOMFORT | N95ESM0401712A | 40000 | 96% | Yes | 100 | 200 | 200 | 400 | 200 | 400 | 250 | 500
203360574 | SMARTCOMFORT | R95ESN0401712A | 40000 | 96% | Yes | 100 | 200 | 200 | 400 | 200 | 400 | 250 | 500
203924713 | SMARTCOMFORT | R95ESN0401410A | 40000 | 96% | Yes | 100 | 200 | 200 | 400 | 200 | 400 | 250 | 500
203924714 | SMARTCOMFORT | R95ESN0401410A* | 40000 | 96% | Yes | 100 | 200 | 200 | 400 | 200 | 400 | 250 | 500
203360579 | SMARTCOMFORT | R95ESN1202422A | 120000 | 96% | Yes | 100 | 200 | 200 | 400 | 200 | 400 | 250 | 500
203360773 | SMARTCOMFORT | R95ESN1202422A* | 120000 | 96% | Yes | 100 | 200 | 200 | 400 | 200 | 400 | 250 | 500
204743371 | SMARTCOMFORT | N95ESM0601714A | 60000 | 96% | Yes | 100 | 200 | 200 | 400 | 200 | 400 | 250 | 500
203360768 | SMARTCOMFORT | R95ESN0401712A* | 40000 | 96% | Yes | 100 | 200 | 200 | 400 | 200 | 400 | 250 | 500
204743372 | SMARTCOMFORT | N95ESM0802120A | 80000 | 96% | Yes | 100 | 200 | 200 | 400 | 200 | 400 | 250 | 500
203360576 | SMARTCOMFORT | R95ESN0801716A | 80000 | 96% | Yes | 100 | 200 | 200 | 400 | 200 | 400 | 250 | 500
203360577 | SMARTCOMFORT | R95ESN0802120A | 80000 | 96% | Yes | 100 | 200 | 200 | 400 | 200 | 400 | 250 | 500
203360770 | SMARTCOMFORT | R95ESN0801716A* | 80000 | 96% | Yes | 100 | 200 | 200 | 400 | 200 | 400 | 250 | 500
203360771 | SMARTCOMFORT | R95ESN0802120A* | 80000 | 96% | Yes | 100 | 200 | 200 | 400 | 200 | 400 | 250 | 500
203360578 | SMARTCOMFORT | R95ESN1002120A | 100000 | 96% | Yes | 100 | 200 | 200 | 400 | 200 | 400 | 250 | 500
203360772 | SMARTCOMFORT | R95ESN1002120A* | 100000 | 96% | Yes | 100 | 200 | 200 | 400 | 200 | 400 | 250 | 500
212595243 | SMARTCOMFORT | R96VTN0801716A | 80000 | 96.2% | Yes | 100 | 200 | 200 | 400 | 200 | 400 | 250 | 500
212595245 | SMARTCOMFORT | R96VTN0801716A*D | 80000 | 95% | Yes | 100 | 200 | 150 | 300 | 200 | 400 | 250 | 500
212595133 | SMARTCOMFORT | R96VTN0601716A | 60000 | 96.3% | Yes | 100 | 200 | 200 | 400 | 200 | 400 | 250 | 500
212595135 | SMARTCOMFORT | R96VTN0601716A*D | 60000 | 95% | Yes | 100 | 200 | 150 | 300 | 200 | 400 | 250 | 500
211779145 | SMARTCOMFORT | N96MSM0401712A | 40000 | 96.7% | Yes | 100 | 200 | 200 | 400 | 200 | 400 | 250 | 500
211779146 | SMARTCOMFORT | N96MSM0401712A*D | 40000 | 95% | Yes | 100 | 200 | 150 | 300 | 200 | 400 | 250 | 500
211779147 | SMARTCOMFORT | N96MSM0601716A | 60000 | 97% | Yes | 100 | 200 | 200 | 400 | 200 | 400 | 250 | 500
211779148 | SMARTCOMFORT | N96MSM0601716A*D | 60000 | 95% | Yes | 100 | 200 | 150 | 300 | 200 | 400 | 250 | 500
211779149 | SMARTCOMFORT | N96MSM0802120A | 80000 | 97% | Yes | 100 | 200 | 200 | 400 | 200 | 400 | 250 | 500
211779150 | SMARTCOMFORT | N96MSM0802120A*D | 80000 | 95% | Yes | 100 | 200 | 150 | 300 | 200 | 400 | 250 | 500
212595023 | SMARTCOMFORT | R96VTN0401410A | 40000 | 96% | Yes | 100 | 200 | 200 | 400 | 200 | 400 | 250 | 500
212595025 | SMARTCOMFORT | R96VTN0401410A*D | 40000 | 95% | Yes | 100 | 200 | 150 | 300 | 200 | 400 | 250 | 500
212595327 | SMARTCOMFORT | R96VTN1002120A | 100000 | 96.1% | Yes | 100 | 200 | 200 | 400 | 200 | 400 | 250 | 500
212595329 | SMARTCOMFORT | R96VTN1002120A*D | 100000 | 95% | Yes | 100 | 200 | 150 | 300 | 200 | 400 | 250 | 500
211780752 | SMARTCOMFORT | R96MSN0801716A | 80000 | 97% | Yes | 100 | 200 | 200 | 400 | 200 | 400 | 250 | 500
211780754 | SMARTCOMFORT | R96MSN0801716A* | 80000 | 97% | Yes | 100 | 200 | 200 | 400 | 200 | 400 | 250 | 500
211779621 | SMARTCOMFORT | R96MSN1002120A**D | 100000 | 95% | Yes | 100 | 200 | 150 | 300 | 200 | 400 | 250 | 500
211779623 | SMARTCOMFORT | R96MSN1002120A*D | 100000 | 95% | Yes | 100 | 200 | 150 | 300 | 200 | 400 | 250 | 500
211779625 | SMARTCOMFORT | R96MSN1202422A | 120000 | 96.1% | Yes | 100 | 200 | 200 | 400 | 200 | 400 | 250 | 500
211779627 | SMARTCOMFORT | R96MSN1202422A* | 120000 | 96.1% | Yes | 100 | 200 | 200 | 400 | 200 | 400 | 250 | 500
211779629 | SMARTCOMFORT | R96MSN1202422A**D | 120000 | 95% | Yes | 100 | 200 | 150 | 300 | 200 | 400 | 250 | 500
211779631 | SMARTCOMFORT | R96MSN1202422A*D | 120000 | 95% | Yes | 100 | 200 | 150 | 300 | 200 | 400 | 250 | 500
211779581 | SMARTCOMFORT | R96MSN0401410A | 40000 | 96% | Yes | 100 | 200 | 200 | 400 | 200 | 400 | 250 | 500
211779583 | SMARTCOMFORT | R96MSN0401410A* | 40000 | 96% | Yes | 100 | 200 | 200 | 400 | 200 | 400 | 250 | 500
211779585 | SMARTCOMFORT | R96MSN0401410A**D | 40000 | 95% | Yes | 100 | 200 | 150 | 300 | 200 | 400 | 250 | 500
211779587 | SMARTCOMFORT | R96MSN0401410A*D | 40000 | 95% | Yes | 100 | 200 | 150 | 300 | 200 | 400 | 250 | 500
211779589 | SMARTCOMFORT | R96MSN0401712A | 40000 | 96.7% | Yes | 100 | 200 | 200 | 400 | 200 | 400 | 250 | 500
211779591 | SMARTCOMFORT | R96MSN0401712A* | 40000 | 96.7% | Yes | 100 | 200 | 200 | 400 | 200 | 400 | 250 | 500
211779593 | SMARTCOMFORT | R96MSN0401712A**D | 40000 | 95% | Yes | 100 | 200 | 150 | 300 | 200 | 400 | 250 | 500
211779595 | SMARTCOMFORT | R96MSN0401712A*D | 40000 | 95% | Yes | 100 | 200 | 150 | 300 | 200 | 400 | 250 | 500
211779597 | SMARTCOMFORT | R96MSN0601716A | 60000 | 97% | Yes | 100 | 200 | 200 | 400 | 200 | 400 | 250 | 500
211779599 | SMARTCOMFORT | R96MSN0601716A* | 60000 | 97% | Yes | 100 | 200 | 200 | 400 | 200 | 400 | 250 | 500
211779601 | SMARTCOMFORT | R96MSN0601716A**D | 60000 | 95% | Yes | 100 | 200 | 150 | 300 | 200 | 400 | 250 | 500
211779603 | SMARTCOMFORT | R96MSN0601716A*D | 60000 | 95% | Yes | 100 | 200 | 150 | 300 | 200 | 400 | 250 | 500
211779605 | SMARTCOMFORT | R96MSN0801716A**D | 80000 | 95% | Yes | 100 | 200 | 150 | 300 | 200 | 400 | 250 | 500
211779607 | SMARTCOMFORT | R96MSN0801716A*D | 80000 | 95% | Yes | 100 | 200 | 150 | 300 | 200 | 400 | 250 | 500
211779609 | SMARTCOMFORT | R96MSN0802120A | 80000 | 97% | Yes | 100 | 200 | 200 | 400 | 200 | 400 | 250 | 500
211779611 | SMARTCOMFORT | R96MSN0802120A* | 80000 | 97% | Yes | 100 | 200 | 200 | 400 | 200 | 400 | 250 | 500
211779613 | SMARTCOMFORT | R96MSN0802120A**D | 80000 | 95% | Yes | 100 | 200 | 150 | 300 | 200 | 400 | 250 | 500
211779615 | SMARTCOMFORT | R96MSN0802120A*D | 80000 | 95% | Yes | 100 | 200 | 150 | 300 | 200 | 400 | 250 | 500
211779617 | SMARTCOMFORT | R96MSN1002120A | 100000 | 96.3% | Yes | 100 | 200 | 200 | 400 | 200 | 400 | 250 | 500
211779619 | SMARTCOMFORT | R96MSN1002120A* | 100000 | 96.3% | Yes | 100 | 200 | 200 | 400 | 200 | 400 | 250 | 500
201715012 | SPARTAN | A(L,C,S)HEO-75-2.5 | 75000 | 92.6% | Yes | 100 | 200 | 100 | 200 | 200 | 400 | 250 | 500
6715413 | SURE | S95PA0601317MSA | 56000 | 95% | No | 100 | 200 | 0 | 0 | 100 | 200 | 250 | 500
6712111 | SURE | S92PA0401317MSA | 42000 | 92% | No | 100 | 200 | 0 | 0 | 100 | 200 | 250 | 500
6715411 | SURE | S95PA0401317MSA | 42000 | 95% | No | 100 | 200 | 0 | 0 | 100 | 200 | 250 | 500
7502124 | SURE | S96PA0402317MSA | 42000 | 96% | No | 100 | 200 | 0 | 0 | 100 | 200 | 250 | 500
6712113 | SURE | S92PA0601317MSA | 56000 | 92% | No | 100 | 200 | 0 | 0 | 100 | 200 | 250 | 500
6715435 | SURE | S96PA0602317MSA | 56000 | 96% | No | 100 | 200 | 0 | 0 | 100 | 200 | 250 | 500
6712119 | SURE | S92PA1001521MSA | 98000 | 92% | No | 100 | 200 | 0 | 0 | 100 | 200 | 250 | 500
6712121 | SURE | S92PA1151524MSA | 112000 | 92% | No | 100 | 200 | 0 | 0 | 100 | 200 | 250 | 500
6715415 | SURE | S95PA0701317MSA | 70000 | 95% | No | 100 | 200 | 0 | 0 | 100 | 200 | 250 | 500
6712115 | SURE | S92PA0701317MSA | 70000 | 92% | No | 100 | 200 | 0 | 0 | 100 | 200 | 250 | 500
6715437 | SURE | S96PA0702317MSA | 70000 | 96% | No | 100 | 200 | 0 | 0 | 100 | 200 | 250 | 500
6715417 | SURE | S95PA0851521MSA | 84000 | 95% | No | 100 | 200 | 0 | 0 | 100 | 200 | 250 | 500
6715439 | SURE | S96PA0852521MSA | 84000 | 95% | No | 100 | 200 | 0 | 0 | 100 | 200 | 250 | 500
6712117 | SURE | S92PA0851521MSA | 84000 | 92% | No | 100 | 200 | 0 | 0 | 100 | 200 | 250 | 500
6715419 | SURE | S95PA1001521MSA | 98000 | 95% | No | 100 | 200 | 0 | 0 | 100 | 200 | 250 | 500
6715441 | SURE | S96PA1002521MSA | 98000 | 95% | No | 100 | 200 | 0 | 0 | 100 | 200 | 250 | 500
6715421 | SURE | S95PA1151524MSA | 112000 | 95% | No | 100 | 200 | 0 | 0 | 100 | 200 | 250 | 500
7501306 | SURE | S96PA1152524MSA | 112000 | 96% | No | 100 | 200 | 0 | 0 | 100 | 200 | 250 | 500
9958599 | SURE | S92TA0401317MSA | 42000 | 92% | Yes | 100 | 200 | 100 | 200 | 200 | 400 | 250 | 500
9958603 | SURE | S92TA0601317MSA | 56000 | 92% | Yes | 100 | 200 | 100 | 200 | 200 | 400 | 250 | 500
9958619 | SURE | S92TA1151524MSA | 112000 | 92% | Yes | 100 | 200 | 100 | 200 | 200 | 400 | 250 | 500
9958615 | SURE | S92TA1001521MSA | 98000 | 92% | Yes | 100 | 200 | 100 | 200 | 200 | 400 | 250 | 500
203269466 | SURE | S92TA0701521MSA | 70000 | 92% | Yes | 100 | 200 | 100 | 200 | 200 | 400 | 250 | 500
9958607 | SURE | S92TA0701317MSA | 70000 | 92% | Yes | 100 | 200 | 100 | 200 | 200 | 400 | 250 | 500
9958611 | SURE | S92TA0851521MSA | 84000 | 92% | Yes | 100 | 200 | 100 | 200 | 200 | 400 | 250 | 500
8934607 | SURE | S95TC0401317MSA | 42000 | 95% | Yes | 100 | 200 | 150 | 300 | 200 | 400 | 250 | 500
8934611 | SURE | S95TC0601317MSA | 56000 | 95% | Yes | 100 | 200 | 150 | 300 | 200 | 400 | 250 | 500
203261701 | SURE | S95TC0701521MSA | 70000 | 95% | Yes | 100 | 200 | 150 | 300 | 200 | 400 | 250 | 500
8934615 | SURE | S95TC0701317MSA | 70000 | 95% | Yes | 100 | 200 | 150 | 300 | 200 | 400 | 250 | 500
8934619 | SURE | S95TC0851521MSA | 84000 | 95% | Yes | 100 | 200 | 150 | 300 | 200 | 400 | 250 | 500
8934623 | SURE | S95TC1001521MSA | 98000 | 95% | Yes | 100 | 200 | 150 | 300 | 200 | 400 | 250 | 500
8934627 | SURE | S95TC1151524MSA | 112000 | 95% | Yes | 100 | 200 | 150 | 300 | 200 | 400 | 250 | 500
9950841 | SURE | S96TA0402317MSA | 42000 | 96% | Yes | 100 | 200 | 200 | 400 | 200 | 400 | 250 | 500
7502133 | SURE | S96VA0402317MSA | 42000 | 96% | Yes | 100 | 200 | 200 | 400 | 200 | 400 | 250 | 500
9950845 | SURE | S96TA0602317MSA | 56000 | 96% | Yes | 100 | 200 | 200 | 400 | 200 | 400 | 250 | 500
6488189 | SURE | S96VA0602317MSA | 56000 | 96% | Yes | 100 | 200 | 200 | 400 | 200 | 400 | 250 | 500
202356690 | SURE | S97VA060M317KSA | 56000 | 97% | Yes | 100 | 200 | 200 | 400 | 200 | 400 | 250 | 500
202356693 | SURE | S98VB060M317USA | 56000 | 98.7% | Yes | 100 | 200 | 200 | 400 | 200 | 400 | 250 | 500
203261704 | SURE | S96VA0702521MSA | 70000 | 96% | Yes | 100 | 200 | 200 | 400 | 200 | 400 | 250 | 500
203261706 | SURE | S96TA0702521MSA | 70000 | 96% | Yes | 100 | 200 | 200 | 400 | 200 | 400 | 250 | 500
9950849 | SURE | S96TA0702317MSA | 70000 | 96% | Yes | 100 | 200 | 200 | 400 | 200 | 400 | 250 | 500
6488190 | SURE | S96VA0702317MSA | 70000 | 96% | Yes | 100 | 200 | 200 | 400 | 200 | 400 | 250 | 500
202356691 | SURE | S97VA070M317KSA | 70000 | 97% | Yes | 100 | 200 | 200 | 400 | 200 | 400 | 250 | 500
202356695 | SURE | S98VB070M317USA | 70000 | 98.3% | Yes | 100 | 200 | 200 | 400 | 200 | 400 | 250 | 500
7086389 | SURE | S96VA0852521MSB | 84000 | 96% | Yes | 100 | 200 | 200 | 400 | 200 | 400 | 250 | 500
9950853 | SURE | S96TA0852521MSA | 84000 | 96% | Yes | 100 | 200 | 200 | 400 | 200 | 400 | 250 | 500
202356688 | SURE | S97VA085M521KSA | 84000 | 97% | Yes | 100 | 200 | 200 | 400 | 200 | 400 | 250 | 500
202356694 | SURE | S98VB085M521USA | 84000 | 98.2% | Yes | 100 | 200 | 200 | 400 | 200 | 400 | 250 | 500
9950857 | SURE | S96TA1002521MSA | 98000 | 96% | Yes | 100 | 200 | 200 | 400 | 200 | 400 | 250 | 500
6488192 | SURE | S96VA1002521MSA | 98000 | 96% | Yes | 100 | 200 | 200 | 400 | 200 | 400 | 250 | 500
202356689 | SURE | S97VA100M521KSA | 98000 | 97% | Yes | 100 | 200 | 200 | 400 | 200 | 400 | 250 | 500
202356696 | SURE | S98VB100M521USA | 98000 | 98.1% | Yes | 100 | 200 | 200 | 400 | 200 | 400 | 250 | 500
9950861 | SURE | S96TA1152524MSA | 112000 | 96% | Yes | 100 | 200 | 200 | 400 | 200 | 400 | 250 | 500
7502142 | SURE | S96VA1152524MSA | 112000 | 96% | Yes | 100 | 200 | 200 | 400 | 200 | 400 | 250 | 500
202356692 | SURE | S97VA115M524KSA | 112000 | 97% | Yes | 100 | 200 | 200 | 400 | 200 | 400 | 250 | 500
202356697 | SURE | S98VB115M524USA | 112000 | 98.6% | Yes | 100 | 200 | 200 | 400 | 200 | 400 | 250 | 500
212921450 | SURE | S951V0403A17UHUBAP | 42000 | 95% | Yes | 100 | 200 | 150 | 300 | 200 | 400 | 250 | 500
212921452 | SURE | S951V0603A17UHUBAP | 56000 | 95% | Yes | 100 | 200 | 150 | 300 | 200 | 400 | 250 | 500
212921454 | SURE | S951V1005A21UHUBAP | 95000 | 95% | Yes | 100 | 200 | 150 | 300 | 200 | 400 | 250 | 500
208663455 | SURE | S921T0603A17M4 | 56000 | 92% | Yes | 100 | 200 | 100 | 200 | 200 | 400 | 250 | 500
208663456 | SURE | S921T0703A17M4 | 70000 | 92% | Yes | 100 | 200 | 100 | 200 | 200 | 400 | 250 | 500
208663457 | SURE | S921T0705A21M4 | 70000 | 92% | Yes | 100 | 200 | 100 | 200 | 200 | 400 | 250 | 500
208663458 | SURE | S921T0855A21M4 | 84000 | 92% | Yes | 100 | 200 | 100 | 200 | 200 | 400 | 250 | 500
208663459 | SURE | S921T1005A21M4 | 98000 | 92% | Yes | 100 | 200 | 100 | 200 | 200 | 400 | 250 | 500
208663460 | SURE | S921T1155A24M4 | 112000 | 92% | Yes | 100 | 200 | 100 | 200 | 200 | 400 | 250 | 500
208676273 | SURE | S951V1155A24M4 | 112000 | 95% | Yes | 100 | 200 | 150 | 300 | 200 | 400 | 250 | 500
208663421 | SURE | S951T0403A17M4 | 42000 | 95% | Yes | 100 | 200 | 150 | 300 | 200 | 400 | 250 | 500
208663422 | SURE | S951T0603A17M4 | 56000 | 95% | Yes | 100 | 200 | 150 | 300 | 200 | 400 | 250 | 500
208663423 | SURE | S951T0703A17M4 | 70000 | 95% | Yes | 100 | 200 | 150 | 300 | 200 | 400 | 250 | 500
208663424 | SURE | S951T0705A21M4 | 70000 | 95% | Yes | 100 | 200 | 150 | 300 | 200 | 400 | 250 | 500
208663425 | SURE | S951T0855A21M4 | 84000 | 95% | Yes | 100 | 200 | 150 | 300 | 200 | 400 | 250 | 500
208663426 | SURE | S951T1005A21M4 | 98000 | 95% | Yes | 100 | 200 | 150 | 300 | 200 | 400 | 250 | 500
208663454 | SURE | S921T0403A17M4 | 42000 | 92% | Yes | 100 | 200 | 100 | 200 | 200 | 400 | 250 | 500
208663353 | SURE | S951T1155A24M4 | 112000 | 95% | Yes | 100 | 200 | 150 | 300 | 200 | 400 | 250 | 500
208243318 | SURE | S962V0403A17M4S | 42000 | 96% | Yes | 100 | 200 | 200 | 400 | 200 | 400 | 250 | 500
208243319 | SURE | S962V0603A17M4S | 56000 | 96% | Yes | 100 | 200 | 200 | 400 | 200 | 400 | 250 | 500
208243321 | SURE | S962V0703A17M4S | 70000 | 96% | Yes | 100 | 200 | 200 | 400 | 200 | 400 | 250 | 500
208243323 | SURE | S962V0705A21M4S | 70000 | 96% | Yes | 100 | 200 | 200 | 400 | 200 | 400 | 250 | 500
208243324 | SURE | S962V0855A21M4S | 84000 | 96% | Yes | 100 | 200 | 200 | 400 | 200 | 400 | 250 | 500
208243326 | SURE | S962V1005A21M4S | 98000 | 96% | Yes | 100 | 200 | 200 | 400 | 200 | 400 | 250 | 500
208243327 | SURE | S962V1155A24M4S | 112000 | 96% | Yes | 100 | 200 | 200 | 400 | 200 | 400 | 250 | 500
208676293 | SURE | S921V0403A17M4 | 42000 | 92% | Yes | 100 | 200 | 100 | 200 | 200 | 400 | 250 | 500
208676294 | SURE | S921V0603A17M4 | 56000 | 92% | Yes | 100 | 200 | 100 | 200 | 200 | 400 | 250 | 500
208676295 | SURE | S921V0703A17M4 | 70000 | 92% | Yes | 100 | 200 | 100 | 200 | 200 | 400 | 250 | 500
208676296 | SURE | S921V0705A21M4 | 70000 | 92% | Yes | 100 | 200 | 100 | 200 | 200 | 400 | 250 | 500
208676297 | SURE | S921V0855A21M4 | 84000 | 92% | Yes | 100 | 200 | 100 | 200 | 200 | 400 | 250 | 500
208676298 | SURE | S921V1005A21M4 | 98000 | 92% | Yes | 100 | 200 | 100 | 200 | 200 | 400 | 250 | 500
208676299 | SURE | S921V1155A24M4 | 112000 | 92% | Yes | 100 | 200 | 100 | 200 | 200 | 400 | 250 | 500
208676325 | SURE | S951V0403A17M4 | 42000 | 95% | Yes | 100 | 200 | 150 | 300 | 200 | 400 | 250 | 500
208676326 | SURE | S951V0603A17M4 | 56000 | 95% | Yes | 100 | 200 | 150 | 300 | 200 | 400 | 250 | 500
208676327 | SURE | S951V0703A17M4 | 70000 | 95% | Yes | 100 | 200 | 150 | 300 | 200 | 400 | 250 | 500
208676328 | SURE | S951V0705A21M4 | 70000 | 95% | Yes | 100 | 200 | 150 | 300 | 200 | 400 | 250 | 500
208676329 | SURE | S951V0855A21M4 | 84000 | 95% | Yes | 100 | 200 | 150 | 300 | 200 | 400 | 250 | 500
208676330 | SURE | S951V1005A21M4 | 98000 | 95% | Yes | 100 | 200 | 150 | 300 | 200 | 400 | 250 | 500
213927535 | SURE | S951V0705A21UHUBAP | 70000 | 95% | Yes | 100 | 200 | 150 | 300 | 200 | 400 | 250 | 500
208157041 | SURE | S97MV0603A17DHS | 56000 | 97% | Yes | 100 | 200 | 200 | 400 | 200 | 400 | 250 | 500
208157042 | SURE | S97MV0703A17DHS | 70000 | 97% | Yes | 100 | 200 | 200 | 400 | 200 | 400 | 250 | 500
208157043 | SURE | S97MV0855A21DHS | 84000 | 97% | Yes | 100 | 200 | 200 | 400 | 200 | 400 | 250 | 500
208157044 | SURE | S97MV1005A21DHS | 98000 | 97% | Yes | 100 | 200 | 200 | 400 | 200 | 400 | 250 | 500
208157045 | SURE | S97MV1155A24DHS | 112000 | 97% | Yes | 100 | 200 | 200 | 400 | 200 | 400 | 250 | 500
208157046 | SURE | S98MV0603A17UPS | 56000 | 98.7% | Yes | 100 | 200 | 200 | 400 | 200 | 400 | 250 | 500
208157047 | SURE | S98MV0703A17UPS | 70000 | 98.3% | Yes | 100 | 200 | 200 | 400 | 200 | 400 | 250 | 500
208157048 | SURE | S98MV0855A21UPS | 84000 | 98.2% | Yes | 100 | 200 | 200 | 400 | 200 | 400 | 250 | 500
208157049 | SURE | S98MV1005A21UPS | 98000 | 98.1% | Yes | 100 | 200 | 200 | 400 | 200 | 400 | 250 | 500
208157050 | SURE | S98MV1155A24UPS | 112000 | 98.6% | Yes | 100 | 200 | 200 | 400 | 200 | 400 | 250 | 500
201712097 | TEMPSTAR | N9MSE0261408A*D | 26000 | 95% | No | 100 | 200 | 0 | 0 | 100 | 200 | 250 | 500
201710573 | TEMPSTAR | N9MSE0261408A | 26000 | 96% | No | 100 | 200 | 0 | 0 | 100 | 200 | 250 | 500
201707506 | TEMPSTAR | N9MSB0401410C | 40000 | 92.1% | No | 100 | 200 | 0 | 0 | 100 | 200 | 250 | 500
201707516 | TEMPSTAR | N9MSB0401712C | 40000 | 92.1% | No | 100 | 200 | 0 | 0 | 100 | 200 | 250 | 500
201712830 | TEMPSTAR | N9MSB0401410C** | 40000 | 92.1% | No | 100 | 200 | 0 | 0 | 100 | 200 | 250 | 500
201712840 | TEMPSTAR | N9MSB0401712C** | 40000 | 92.1% | No | 100 | 200 | 0 | 0 | 100 | 200 | 250 | 500
201712107 | TEMPSTAR | N9MSE0401410A*D | 40000 | 95% | No | 100 | 200 | 0 | 0 | 100 | 200 | 250 | 500
201712117 | TEMPSTAR | N9MSE0401712A*D | 40000 | 95% | No | 100 | 200 | 0 | 0 | 100 | 200 | 250 | 500
201712570 | TEMPSTAR | N9MSE0401410A**D | 40000 | 95% | No | 100 | 200 | 0 | 0 | 100 | 200 | 250 | 500
201712580 | TEMPSTAR | N9MSE0401712A**D | 40000 | 95% | No | 100 | 200 | 0 | 0 | 100 | 200 | 250 | 500
201702398 | TEMPSTAR | N9MSE0401410A | 40000 | 96% | No | 100 | 200 | 0 | 0 | 100 | 200 | 250 | 500
201712490 | TEMPSTAR | N9MSE0401410A** | 40000 | 96% | No | 100 | 200 | 0 | 0 | 100 | 200 | 250 | 500
201712560 | TEMPSTAR | N9MSE0401712A** | 40000 | 96% | No | 100 | 200 | 0 | 0 | 100 | 200 | 250 | 500
201706193 | TEMPSTAR | N9MSE0401712A | 40000 | 96% | No | 100 | 200 | 0 | 0 | 100 | 200 | 250 | 500
201706023 | TEMPSTAR | N9MSB0801716B | 80000 | 92.1% | No | 100 | 200 | 0 | 0 | 100 | 200 | 250 | 500
201712197 | TEMPSTAR | N9MSE1402420A*D | 140000 | 94.4% | No | 100 | 200 | 0 | 0 | 100 | 200 | 250 | 500
201712127 | TEMPSTAR | N9MSE0601410A*D | 60000 | 95% | No | 100 | 200 | 0 | 0 | 100 | 200 | 250 | 500
201712137 | TEMPSTAR | N9MSE0601714A*D | 60000 | 95% | No | 100 | 200 | 0 | 0 | 100 | 200 | 250 | 500
201707526 | TEMPSTAR | N9MSB0601412C | 60000 | 92.1% | No | 100 | 200 | 0 | 0 | 100 | 200 | 250 | 500
201707536 | TEMPSTAR | N9MSB0601716C | 60000 | 92.1% | No | 100 | 200 | 0 | 0 | 100 | 200 | 250 | 500
201712850 | TEMPSTAR | N9MSB0601412C** | 60000 | 92.1% | No | 100 | 200 | 0 | 0 | 100 | 200 | 250 | 500
201712590 | TEMPSTAR | N9MSE0601410A**D | 60000 | 95% | No | 100 | 200 | 0 | 0 | 100 | 200 | 250 | 500
201712600 | TEMPSTAR | N9MSE0601714A**D | 60000 | 95% | No | 100 | 200 | 0 | 0 | 100 | 200 | 250 | 500
201712860 | TEMPSTAR | N9MSB0601716C** | 60000 | 92.1% | No | 100 | 200 | 0 | 0 | 100 | 200 | 250 | 500
201712510 | TEMPSTAR | N9MSE0601714A** | 60000 | 96% | No | 100 | 200 | 0 | 0 | 100 | 200 | 250 | 500
201702408 | TEMPSTAR | N9MSE0601410A | 60000 | 95.5% | No | 100 | 200 | 0 | 0 | 100 | 200 | 250 | 500
201712500 | TEMPSTAR | N9MSE0601410A** | 60000 | 95.5% | No | 100 | 200 | 0 | 0 | 100 | 200 | 250 | 500
201702418 | TEMPSTAR | N9MSE0601714A | 60000 | 96% | No | 100 | 200 | 0 | 0 | 100 | 200 | 250 | 500
201707556 | TEMPSTAR | N9MSB0802120C | 80000 | 92.1% | No | 100 | 200 | 0 | 0 | 100 | 200 | 250 | 500
201712820 | TEMPSTAR | N9MSB0801716B** | 80000 | 92.1% | No | 100 | 200 | 0 | 0 | 100 | 200 | 250 | 500
201712870 | TEMPSTAR | N9MSB0802120C** | 80000 | 92.1% | No | 100 | 200 | 0 | 0 | 100 | 200 | 250 | 500
201712147 | TEMPSTAR | N9MSE0801716A*D | 80000 | 95% | No | 100 | 200 | 0 | 0 | 100 | 200 | 250 | 500
201712157 | TEMPSTAR | N9MSE0802120A*D | 80000 | 95% | No | 100 | 200 | 0 | 0 | 100 | 200 | 250 | 500
201712610 | TEMPSTAR | N9MSE0801716A**D | 80000 | 95% | No | 100 | 200 | 0 | 0 | 100 | 200 | 250 | 500
201712620 | TEMPSTAR | N9MSE0802120A**D | 80000 | 95% | No | 100 | 200 | 0 | 0 | 100 | 200 | 250 | 500
201702428 | TEMPSTAR | N9MSE0801716A | 80000 | 96% | No | 100 | 200 | 0 | 0 | 100 | 200 | 250 | 500
201702438 | TEMPSTAR | N9MSE0802120A | 80000 | 96% | No | 100 | 200 | 0 | 0 | 100 | 200 | 250 | 500
201712520 | TEMPSTAR | N9MSE0801716A** | 80000 | 96% | No | 100 | 200 | 0 | 0 | 100 | 200 | 250 | 500
201706566 | TEMPSTAR | N9MSE0802120A* | 80000 | 96% | No | 100 | 200 | 0 | 0 | 100 | 200 | 250 | 500
201707566 | TEMPSTAR | N9MSB1002116C | 100000 | 92.1% | No | 100 | 200 | 0 | 0 | 100 | 200 | 250 | 500
201707576 | TEMPSTAR | N9MSB1002120C | 100000 | 92.1% | No | 100 | 200 | 0 | 0 | 100 | 200 | 250 | 500
201712880 | TEMPSTAR | N9MSB1002116C** | 100000 | 92.1% | No | 100 | 200 | 0 | 0 | 100 | 200 | 250 | 500
201712890 | TEMPSTAR | N9MSB1002120C** | 100000 | 92.1% | No | 100 | 200 | 0 | 0 | 100 | 200 | 250 | 500
201712167 | TEMPSTAR | N9MSE1002114A*D | 100000 | 95% | No | 100 | 200 | 0 | 0 | 100 | 200 | 250 | 500
201712177 | TEMPSTAR | N9MSE1002120A*D | 100000 | 95% | No | 100 | 200 | 0 | 0 | 100 | 200 | 250 | 500
201712630 | TEMPSTAR | N9MSE1002114A**D | 100000 | 95% | No | 100 | 200 | 0 | 0 | 100 | 200 | 250 | 500
201712640 | TEMPSTAR | N9MSE1002120A**D | 100000 | 95% | No | 100 | 200 | 0 | 0 | 100 | 200 | 250 | 500
201702448 | TEMPSTAR | N9MSE1002114A | 100000 | 96% | No | 100 | 200 | 0 | 0 | 100 | 200 | 250 | 500
201702458 | TEMPSTAR | N9MSE1002120A | 100000 | 96% | No | 100 | 200 | 0 | 0 | 100 | 200 | 250 | 500
201712530 | TEMPSTAR | N9MSE1002114A** | 100000 | 96% | No | 100 | 200 | 0 | 0 | 100 | 200 | 250 | 500
201712540 | TEMPSTAR | N9MSE1002120A** | 100000 | 96% | No | 100 | 200 | 0 | 0 | 100 | 200 | 250 | 500
201707586 | TEMPSTAR | N9MSB1202420C | 120000 | 92.1% | No | 100 | 200 | 0 | 0 | 100 | 200 | 250 | 500
201712900 | TEMPSTAR | N9MSB1202420C** | 120000 | 92.1% | No | 100 | 200 | 0 | 0 | 100 | 200 | 250 | 500
201712187 | TEMPSTAR | N9MSE1202420A*D | 120000 | 95% | No | 100 | 200 | 0 | 0 | 100 | 200 | 250 | 500
201712650 | TEMPSTAR | N9MSE1202420A**D | 120000 | 95% | No | 100 | 200 | 0 | 0 | 100 | 200 | 250 | 500
201702468 | TEMPSTAR | N9MSE1202420A | 120000 | 96% | No | 100 | 200 | 0 | 0 | 100 | 200 | 250 | 500
201712550 | TEMPSTAR | N9MSE1202420A** | 120000 | 96% | No | 100 | 200 | 0 | 0 | 100 | 200 | 250 | 500
201702478 | TEMPSTAR | N9MSE1402420A | 140000 | 96% | No | 100 | 200 | 0 | 0 | 100 | 200 | 250 | 500
203359642 | TEMPSTAR | N92ESN0401410A | 40000 | 92.1% | Yes | 100 | 200 | 100 | 200 | 200 | 400 | 250 | 500
203359660 | TEMPSTAR | N92ESN0401410A* | 40000 | 92.1% | Yes | 100 | 200 | 100 | 200 | 200 | 400 | 250 | 500
203359679 | TEMPSTAR | N92ESN0401712A | 40000 | 92.1% | Yes | 100 | 200 | 100 | 200 | 200 | 400 | 250 | 500
203359697 | TEMPSTAR | N92ESN0401712A* | 40000 | 92.1% | Yes | 100 | 200 | 100 | 200 | 200 | 400 | 250 | 500
203359886 | TEMPSTAR | N92ESN1202420A | 120000 | 92.1% | Yes | 100 | 200 | 100 | 200 | 200 | 400 | 250 | 500
203359904 | TEMPSTAR | N92ESN1202420A* | 120000 | 92.1% | Yes | 100 | 200 | 100 | 200 | 200 | 400 | 250 | 500
203359771 | TEMPSTAR | N92ESN0601714A* | 60000 | 92.1% | Yes | 100 | 200 | 100 | 200 | 200 | 400 | 250 | 500
203359715 | TEMPSTAR | N92ESN0601412A | 60000 | 92.1% | Yes | 100 | 200 | 100 | 200 | 200 | 400 | 250 | 500
203359733 | TEMPSTAR | N92ESN0601412A* | 60000 | 92.1% | Yes | 100 | 200 | 100 | 200 | 200 | 400 | 250 | 500
203359752 | TEMPSTAR | N92ESN0601714A | 60000 | 92.1% | Yes | 100 | 200 | 100 | 200 | 200 | 400 | 250 | 500
203359805 | TEMPSTAR | N92ESN0801716A* | 80000 | 92.1% | Yes | 100 | 200 | 100 | 200 | 200 | 400 | 250 | 500
203359819 | TEMPSTAR | N92ESN0802120A | 80000 | 92.1% | Yes | 100 | 200 | 100 | 200 | 200 | 400 | 250 | 500
203359836 | TEMPSTAR | N92ESN0802120A* | 80000 | 92.1% | Yes | 100 | 200 | 100 | 200 | 200 | 400 | 250 | 500
203359789 | TEMPSTAR | N92ESN0801716A | 80000 | 92.1% | Yes | 100 | 200 | 100 | 200 | 200 | 400 | 250 | 500
203359851 | TEMPSTAR | N92ESN1002120A | 100000 | 92.1% | Yes | 100 | 200 | 100 | 200 | 200 | 400 | 250 | 500
203359868 | TEMPSTAR | N92ESN1002120A* | 100000 | 92.1% | Yes | 100 | 200 | 100 | 200 | 200 | 400 | 250 | 500
205001049 | TEMPSTAR | N92ESN1002122A | 100000 | 92.1% | Yes | 100 | 200 | 100 | 200 | 200 | 400 | 250 | 500
205001058 | TEMPSTAR | N92ESN1002122A* | 100000 | 92.1% | Yes | 100 | 200 | 100 | 200 | 200 | 400 | 250 | 500
201712048 | TEMPSTAR | F9MXE0261410A*D | 26000 | 95% | Yes | 100 | 200 | 150 | 300 | 200 | 400 | 250 | 500
203360502 | TEMPSTAR | N95ESN0261410A*D | 26000 | 95% | Yes | 100 | 200 | 150 | 300 | 200 | 400 | 250 | 500
201712677 | TEMPSTAR | F9MXE0401410A**D | 40000 | 95% | Yes | 100 | 200 | 150 | 300 | 200 | 400 | 250 | 500
201712680 | TEMPSTAR | F9MXE0401712A**D | 40000 | 95% | Yes | 100 | 200 | 150 | 300 | 200 | 400 | 250 | 500
201712024 | TEMPSTAR | F9MVE0401410A*D | 40000 | 95% | Yes | 100 | 200 | 150 | 300 | 200 | 400 | 250 | 500
201712027 | TEMPSTAR | F9MVE0401712A*D | 40000 | 95% | Yes | 100 | 200 | 150 | 300 | 200 | 400 | 250 | 500
201712051 | TEMPSTAR | F9MXE0401410A*D | 40000 | 95% | Yes | 100 | 200 | 150 | 300 | 200 | 400 | 250 | 500
201712054 | TEMPSTAR | F9MXE0401712A*D | 40000 | 95% | Yes | 100 | 200 | 150 | 300 | 200 | 400 | 250 | 500
201712200 | TEMPSTAR | F9MXT0401410A*D | 40000 | 95% | Yes | 100 | 200 | 150 | 300 | 200 | 400 | 250 | 500
201712203 | TEMPSTAR | F9MXT0401712A*D | 40000 | 95% | Yes | 100 | 200 | 150 | 300 | 200 | 400 | 250 | 500
203359203 | TEMPSTAR | F96VTN0401712A*D | 40000 | 95% | Yes | 100 | 200 | 150 | 300 | 200 | 400 | 250 | 500
203924803 | TEMPSTAR | N95ESN0401410A**D | 40000 | 95% | Yes | 100 | 200 | 150 | 300 | 200 | 400 | 250 | 500
203924804 | TEMPSTAR | N95ESN0401410A*D | 40000 | 95% | Yes | 100 | 200 | 150 | 300 | 200 | 400 | 250 | 500
203924831 | TEMPSTAR | F96VTN0401410A*D | 40000 | 95% | Yes | 100 | 200 | 150 | 300 | 200 | 400 | 250 | 500
203360726 | TEMPSTAR | N95ESN0401712A**D | 40000 | 95% | Yes | 100 | 200 | 150 | 300 | 200 | 400 | 250 | 500
203360504 | TEMPSTAR | N95ESN0401712A*D | 40000 | 95% | Yes | 100 | 200 | 150 | 300 | 200 | 400 | 250 | 500
203359338 | TEMPSTAR | F96CTN0601714A*D | 60000 | 95% | Yes | 100 | 200 | 150 | 300 | 200 | 400 | 250 | 500
201712683 | TEMPSTAR | F9MXE0601412A**D | 60000 | 95% | Yes | 100 | 200 | 150 | 300 | 200 | 400 | 250 | 500
201712686 | TEMPSTAR | F9MXE0601714A**D | 60000 | 95% | Yes | 100 | 200 | 150 | 300 | 200 | 400 | 250 | 500
201712009 | TEMPSTAR | F9MAE0601714A*D | 60000 | 95% | Yes | 100 | 200 | 150 | 300 | 200 | 400 | 250 | 500
201712030 | TEMPSTAR | F9MVE0601412A*D | 60000 | 95% | Yes | 100 | 200 | 150 | 300 | 200 | 400 | 250 | 500
201712033 | TEMPSTAR | F9MVE0601714A*D | 60000 | 95% | Yes | 100 | 200 | 150 | 300 | 200 | 400 | 250 | 500
201712057 | TEMPSTAR | F9MXE0601412A*D | 60000 | 95% | Yes | 100 | 200 | 150 | 300 | 200 | 400 | 250 | 500
201712060 | TEMPSTAR | F9MXE0601714A*D | 60000 | 95% | Yes | 100 | 200 | 150 | 300 | 200 | 400 | 250 | 500
201712075 | TEMPSTAR | F9MXT0601412A*D | 60000 | 95% | Yes | 100 | 200 | 150 | 300 | 200 | 400 | 250 | 500
201712078 | TEMPSTAR | F9MXT0601714A*D | 60000 | 95% | Yes | 100 | 200 | 150 | 300 | 200 | 400 | 250 | 500
204543735 | TEMPSTAR | N95ESU0601716A | 60000 | 95% | Yes | 100 | 200 | 150 | 300 | 200 | 400 | 250 | 500
203359502 | TEMPSTAR | F9MBE0601714A*D | 60000 | 95% | Yes | 100 | 200 | 150 | 300 | 200 | 400 | 250 | 500
203359525 | TEMPSTAR | G9MBE0601714A*D | 60000 | 95% | Yes | 100 | 200 | 150 | 300 | 200 | 400 | 250 | 500
203359204 | TEMPSTAR | F96VTN0601714A*D | 60000 | 95% | Yes | 100 | 200 | 150 | 300 | 200 | 400 | 250 | 500
203924614 | TEMPSTAR | F97CMN0601714A*D | 60000 | 95% | Yes | 100 | 200 | 150 | 300 | 200 | 400 | 250 | 500
203924637 | TEMPSTAR | G97CMN0601714A*D | 60000 | 95% | Yes | 100 | 200 | 150 | 300 | 200 | 400 | 250 | 500
201710548 | TEMPSTAR | F9MXT0601412A* | 60000 | 95% | Yes | 100 | 200 | 150 | 300 | 200 | 400 | 250 | 500
203924805 | TEMPSTAR | N95ESN0601412A | 60000 | 95% | Yes | 100 | 200 | 150 | 300 | 200 | 400 | 250 | 500
203360506 | TEMPSTAR | N95ESN0601714A*D | 60000 | 95% | Yes | 100 | 200 | 150 | 300 | 200 | 400 | 250 | 500
203924806 | TEMPSTAR | N95ESN0601412A* | 60000 | 95% | Yes | 100 | 200 | 150 | 300 | 200 | 400 | 250 | 500
203924807 | TEMPSTAR | N95ESN0601412A**D | 60000 | 95% | Yes | 100 | 200 | 150 | 300 | 200 | 400 | 250 | 500
203924808 | TEMPSTAR | N95ESN0601412A*D | 60000 | 95% | Yes | 100 | 200 | 150 | 300 | 200 | 400 | 250 | 500
203924830 | TEMPSTAR | F96VTN0601412A | 60000 | 95% | Yes | 100 | 200 | 150 | 300 | 200 | 400 | 250 | 500
203924832 | TEMPSTAR | F96VTN0601412A*D | 60000 | 95% | Yes | 100 | 200 | 150 | 300 | 200 | 400 | 250 | 500
201706922 | TEMPSTAR | F9MVE0601412A | 60000 | 95% | Yes | 100 | 200 | 150 | 300 | 200 | 400 | 250 | 500
203360727 | TEMPSTAR | N95ESN0601714A**D | 60000 | 95% | Yes | 100 | 200 | 150 | 300 | 200 | 400 | 250 | 500
203359339 | TEMPSTAR | F96CTN0801714A*D | 80000 | 95% | Yes | 100 | 200 | 150 | 300 | 200 | 400 | 250 | 500
203359340 | TEMPSTAR | F96CTN0802120A*D | 80000 | 95% | Yes | 100 | 200 | 150 | 300 | 200 | 400 | 250 | 500
201712015 | TEMPSTAR | F9MAE0801714A*D | 80000 | 95% | Yes | 100 | 200 | 150 | 300 | 200 | 400 | 250 | 500
201712036 | TEMPSTAR | F9MVE0801716A*D | 80000 | 95% | Yes | 100 | 200 | 150 | 300 | 200 | 400 | 250 | 500
201712039 | TEMPSTAR | F9MVE0802120A*D | 80000 | 95% | Yes | 100 | 200 | 150 | 300 | 200 | 400 | 250 | 500
201712063 | TEMPSTAR | F9MXE0801716A*D | 80000 | 95% | Yes | 100 | 200 | 150 | 300 | 200 | 400 | 250 | 500
201712066 | TEMPSTAR | F9MXE0802120A*D | 80000 | 95% | Yes | 100 | 200 | 150 | 300 | 200 | 400 | 250 | 500
201712081 | TEMPSTAR | F9MXT0801716A*D | 80000 | 95% | Yes | 100 | 200 | 150 | 300 | 200 | 400 | 250 | 500
201712084 | TEMPSTAR | F9MXT0802120A*D | 80000 | 95% | Yes | 100 | 200 | 150 | 300 | 200 | 400 | 250 | 500
204543750 | TEMPSTAR | N95ESU0802120A | 80000 | 95% | Yes | 100 | 200 | 150 | 300 | 200 | 400 | 250 | 500
201712689 | TEMPSTAR | F9MXE0801716A**D | 80000 | 95% | Yes | 100 | 200 | 150 | 300 | 200 | 400 | 250 | 500
201712692 | TEMPSTAR | F9MXE0802120A**D | 80000 | 95% | Yes | 100 | 200 | 150 | 300 | 200 | 400 | 250 | 500
203359508 | TEMPSTAR | F9MBE0801714A*D | 80000 | 95% | Yes | 100 | 200 | 150 | 300 | 200 | 400 | 250 | 500
203359511 | TEMPSTAR | F9MBE0802120A*D | 80000 | 95% | Yes | 100 | 200 | 150 | 300 | 200 | 400 | 250 | 500
203359541 | TEMPSTAR | G9MBE0801714A*D | 80000 | 95% | Yes | 100 | 200 | 150 | 300 | 200 | 400 | 250 | 500
203359549 | TEMPSTAR | G9MBE0802120A*D | 80000 | 95% | Yes | 100 | 200 | 150 | 300 | 200 | 400 | 250 | 500
201712433 | TEMPSTAR | F9MAE0802120A*D | 80000 | 95% | Yes | 100 | 200 | 150 | 300 | 200 | 400 | 250 | 500
203359205 | TEMPSTAR | F96VTN0801716A*D | 80000 | 95% | Yes | 100 | 200 | 150 | 300 | 200 | 400 | 250 | 500
203359206 | TEMPSTAR | F96VTN0802120A*D | 80000 | 95% | Yes | 100 | 200 | 150 | 300 | 200 | 400 | 250 | 500
203924620 | TEMPSTAR | F97CMN0801714A*D | 80000 | 95% | Yes | 100 | 200 | 150 | 300 | 200 | 400 | 250 | 500
203924623 | TEMPSTAR | F97CMN0802120A*D | 80000 | 95% | Yes | 100 | 200 | 150 | 300 | 200 | 400 | 250 | 500
203924653 | TEMPSTAR | G97CMN0801714A*D | 80000 | 95% | Yes | 100 | 200 | 150 | 300 | 200 | 400 | 250 | 500
203924661 | TEMPSTAR | G97CMN0802120A*D | 80000 | 95% | Yes | 100 | 200 | 150 | 300 | 200 | 400 | 250 | 500
203360728 | TEMPSTAR | N95ESN0801716A**D | 80000 | 95% | Yes | 100 | 200 | 150 | 300 | 200 | 400 | 250 | 500
203360729 | TEMPSTAR | N95ESN0802120A**D | 80000 | 95% | Yes | 100 | 200 | 150 | 300 | 200 | 400 | 250 | 500
203360508 | TEMPSTAR | N95ESN0801716A*D | 80000 | 95% | Yes | 100 | 200 | 150 | 300 | 200 | 400 | 250 | 500
203360510 | TEMPSTAR | N95ESN0802120A*D | 80000 | 95% | Yes | 100 | 200 | 150 | 300 | 200 | 400 | 250 | 500
203359341 | TEMPSTAR | F96CTN1002122A*D | 100000 | 95% | Yes | 100 | 200 | 150 | 300 | 200 | 400 | 250 | 500
203360817 | TEMPSTAR | N95ESN1002120A*D | 100000 | 95% | Yes | 100 | 200 | 150 | 300 | 200 | 400 | 250 | 500
201712018 | TEMPSTAR | F9MAE1002122A*D | 100000 | 95% | Yes | 100 | 200 | 150 | 300 | 200 | 400 | 250 | 500
201712042 | TEMPSTAR | F9MVE1002120A*D | 100000 | 95% | Yes | 100 | 200 | 150 | 300 | 200 | 400 | 250 | 500
201712069 | TEMPSTAR | F9MXE1002120A*D | 100000 | 95% | Yes | 100 | 200 | 150 | 300 | 200 | 400 | 250 | 500
201712087 | TEMPSTAR | F9MXT1002120A*D | 100000 | 95% | Yes | 100 | 200 | 150 | 300 | 200 | 400 | 250 | 500
201712695 | TEMPSTAR | F9MXE1002120A**D | 100000 | 95% | Yes | 100 | 200 | 150 | 300 | 200 | 400 | 250 | 500
205169226 | TEMPSTAR | N95ESN1002122A*D | 100000 | 95% | Yes | 100 | 200 | 150 | 300 | 200 | 400 | 250 | 500
205169235 | TEMPSTAR | N95ESN1002122A**D | 100000 | 95% | Yes | 100 | 200 | 150 | 300 | 200 | 400 | 250 | 500
205169272 | TEMPSTAR | N95ESU1002122A | 100000 | 95% | Yes | 100 | 200 | 150 | 300 | 200 | 400 | 250 | 500
205169282 | TEMPSTAR | F96VTN1002122A*D | 100000 | 95% | Yes | 100 | 200 | 150 | 300 | 200 | 400 | 250 | 500
203359514 | TEMPSTAR | F9MBE1002122A*D | 100000 | 95% | Yes | 100 | 200 | 150 | 300 | 200 | 400 | 250 | 500
203359557 | TEMPSTAR | G9MBE1002122A*D | 100000 | 95% | Yes | 100 | 200 | 150 | 300 | 200 | 400 | 250 | 500
203359207 | TEMPSTAR | F96VTN1002120A*D | 100000 | 95% | Yes | 100 | 200 | 150 | 300 | 200 | 400 | 250 | 500
203924626 | TEMPSTAR | F97CMN1002122A*D | 100000 | 95% | Yes | 100 | 200 | 150 | 300 | 200 | 400 | 250 | 500
203924669 | TEMPSTAR | G97CMN1002122A*D | 100000 | 95% | Yes | 100 | 200 | 150 | 300 | 200 | 400 | 250 | 500
204835510 | TEMPSTAR | N95ESU1002120A | 100000 | 95% | Yes | 100 | 200 | 150 | 300 | 200 | 400 | 250 | 500
203360730 | TEMPSTAR | N95ESN1002120A**D | 100000 | 95% | Yes | 100 | 200 | 150 | 300 | 200 | 400 | 250 | 500
203359342 | TEMPSTAR | F96CTN1202422A*D | 120000 | 95% | Yes | 100 | 200 | 150 | 300 | 200 | 400 | 250 | 500
201712021 | TEMPSTAR | F9MAE1202422A*D | 120000 | 95% | Yes | 100 | 200 | 150 | 300 | 200 | 400 | 250 | 500
201712045 | TEMPSTAR | F9MVE1202422A*D | 120000 | 95% | Yes | 100 | 200 | 150 | 300 | 200 | 400 | 250 | 500
201712072 | TEMPSTAR | F9MXE1202422A*D | 120000 | 95% | Yes | 100 | 200 | 150 | 300 | 200 | 400 | 250 | 500
201712698 | TEMPSTAR | F9MXE1202422A**D | 120000 | 95% | Yes | 100 | 200 | 150 | 300 | 200 | 400 | 250 | 500
201712206 | TEMPSTAR | F9MXT1202422A*D | 120000 | 95% | Yes | 100 | 200 | 150 | 300 | 200 | 400 | 250 | 500
203359517 | TEMPSTAR | F9MBE1202422A*D | 120000 | 95% | Yes | 100 | 200 | 150 | 300 | 200 | 400 | 250 | 500
203359565 | TEMPSTAR | G9MBE1202422A*D | 120000 | 95% | Yes | 100 | 200 | 150 | 300 | 200 | 400 | 250 | 500
203359208 | TEMPSTAR | F96VTN1202422A*D | 120000 | 95% | Yes | 100 | 200 | 150 | 300 | 200 | 400 | 250 | 500
203360731 | TEMPSTAR | N95ESN1202422A**D | 120000 | 95% | Yes | 100 | 200 | 150 | 300 | 200 | 400 | 250 | 500
203360512 | TEMPSTAR | N95ESN1202422A*D | 120000 | 95% | Yes | 100 | 200 | 150 | 300 | 200 | 400 | 250 | 500
203924629 | TEMPSTAR | F97CMN1202422A*D | 120000 | 95% | Yes | 100 | 200 | 150 | 300 | 200 | 400 | 250 | 500
203924677 | TEMPSTAR | G97CMN1202422A*D | 120000 | 95% | Yes | 100 | 200 | 150 | 300 | 200 | 400 | 250 | 500
203360500 | TEMPSTAR | N95ESN1402422A | 140000 | 95% | Yes | 100 | 200 | 150 | 300 | 200 | 400 | 250 | 500
203360514 | TEMPSTAR | N95ESN1402422A*D | 140000 | 95% | Yes | 100 | 200 | 150 | 300 | 200 | 400 | 250 | 500
201710576 | TEMPSTAR | F9MXE0261410A | 26000 | 96% | Yes | 100 | 200 | 200 | 400 | 200 | 400 | 250 | 500
203360486 | TEMPSTAR | N95ESN0261410A | 26000 | 96% | Yes | 100 | 200 | 200 | 400 | 200 | 400 | 250 | 500
201705868 | TEMPSTAR | F9MVE0601714A | 60000 | 96% | Yes | 100 | 200 | 200 | 400 | 200 | 400 | 250 | 500
203359198 | TEMPSTAR | F96VTN0601714A | 60000 | 96% | Yes | 100 | 200 | 200 | 400 | 200 | 400 | 250 | 500
201712659 | TEMPSTAR | F9MXE0601714A** | 60000 | 96% | Yes | 100 | 200 | 200 | 400 | 200 | 400 | 250 | 500
203360721 | TEMPSTAR | N95ESN0601714A* | 60000 | 96% | Yes | 100 | 200 | 200 | 400 | 200 | 400 | 250 | 500
203360490 | TEMPSTAR | N95ESN0601714A | 60000 | 96% | Yes | 100 | 200 | 200 | 400 | 200 | 400 | 250 | 500
203359333 | TEMPSTAR | F96CTN0601714A | 60000 | 96.3% | Yes | 100 | 200 | 200 | 400 | 200 | 400 | 250 | 500
201712674 | TEMPSTAR | F9MXE0601412A** | 60000 | 95.5% | Yes | 100 | 200 | 200 | 400 | 200 | 400 | 250 | 500
201706954 | TEMPSTAR | F9MXE0601412A | 60000 | 95.5% | Yes | 100 | 200 | 200 | 400 | 200 | 400 | 250 | 500
201701965 | TEMPSTAR | F9MXE0601714A | 60000 | 96% | Yes | 100 | 200 | 200 | 400 | 200 | 400 | 250 | 500
201701985 | TEMPSTAR | F9MXT0601714A | 60000 | 96% | Yes | 100 | 200 | 200 | 400 | 200 | 400 | 250 | 500
201701959 | TEMPSTAR | F9MXE1202422A | 120000 | 96% | Yes | 100 | 200 | 200 | 400 | 200 | 400 | 250 | 500
201705878 | TEMPSTAR | F9MVE1202422A | 120000 | 96% | Yes | 100 | 200 | 200 | 400 | 200 | 400 | 250 | 500
203359202 | TEMPSTAR | F96VTN1202422A | 120000 | 96% | Yes | 100 | 200 | 200 | 400 | 200 | 400 | 250 | 500
201712653 | TEMPSTAR | F9MXE1202422A** | 120000 | 96% | Yes | 100 | 200 | 200 | 400 | 200 | 400 | 250 | 500
203360725 | TEMPSTAR | N95ESN1202422A* | 120000 | 96% | Yes | 100 | 200 | 200 | 400 | 200 | 400 | 250 | 500
203360498 | TEMPSTAR | N95ESN1202422A | 120000 | 96% | Yes | 100 | 200 | 200 | 400 | 200 | 400 | 250 | 500
201705856 | TEMPSTAR | F9MAE0602120A | 61000 | 98% | Yes | 100 | 200 | 200 | 400 | 200 | 400 | 250 | 500
203924554 | TEMPSTAR | F97CMN0602120A | 61000 | 98% | Yes | 100 | 200 | 200 | 400 | 200 | 400 | 250 | 500
203924579 | TEMPSTAR | G97CMN0602120A | 61000 | 98% | Yes | 100 | 200 | 200 | 400 | 200 | 400 | 250 | 500
201712671 | TEMPSTAR | F9MXE0401712A** | 40000 | 96% | Yes | 100 | 200 | 200 | 400 | 200 | 400 | 250 | 500
201701962 | TEMPSTAR | F9MXE0401410A | 40000 | 96% | Yes | 100 | 200 | 200 | 400 | 200 | 400 | 250 | 500
201701982 | TEMPSTAR | F9MXT0401410A | 40000 | 96% | Yes | 100 | 200 | 200 | 400 | 200 | 400 | 250 | 500
201705865 | TEMPSTAR | F9MVE0401410A | 40000 | 96% | Yes | 100 | 200 | 200 | 400 | 200 | 400 | 250 | 500
201706981 | TEMPSTAR | F9MXT0401712A | 40000 | 96% | Yes | 100 | 200 | 200 | 400 | 200 | 400 | 250 | 500
203359427 | TEMPSTAR | F9MBE0601714A | 60000 | 97% | Yes | 100 | 200 | 200 | 400 | 200 | 400 | 250 | 500
203359447 | TEMPSTAR | G9MBE0601714A | 60000 | 97% | Yes | 100 | 200 | 200 | 400 | 200 | 400 | 250 | 500
201705842 | TEMPSTAR | F9MAE0601714A | 60000 | 97% | Yes | 100 | 200 | 200 | 400 | 200 | 400 | 250 | 500
203924551 | TEMPSTAR | F97CMN0601714A | 60000 | 97% | Yes | 100 | 200 | 200 | 400 | 200 | 400 | 250 | 500
203924571 | TEMPSTAR | G97CMN0601714A | 60000 | 97% | Yes | 100 | 200 | 200 | 400 | 200 | 400 | 250 | 500
203360489 | TEMPSTAR | N95ESN0401712A | 40000 | 96% | Yes | 100 | 200 | 200 | 400 | 200 | 400 | 250 | 500
203359197 | TEMPSTAR | F96VTN0401712A | 40000 | 96% | Yes | 100 | 200 | 200 | 400 | 200 | 400 | 250 | 500
203924801 | TEMPSTAR | N95ESN0401410A | 40000 | 96% | Yes | 100 | 200 | 200 | 400 | 200 | 400 | 250 | 500
203924802 | TEMPSTAR | N95ESN0401410A* | 40000 | 96% | Yes | 100 | 200 | 200 | 400 | 200 | 400 | 250 | 500
203924829 | TEMPSTAR | F96VTN0401410A | 40000 | 96% | Yes | 100 | 200 | 200 | 400 | 200 | 400 | 250 | 500
201712656 | TEMPSTAR | F9MXE0401410A** | 40000 | 96% | Yes | 100 | 200 | 200 | 400 | 200 | 400 | 250 | 500
201706919 | TEMPSTAR | F9MVE0401712A | 40000 | 96% | Yes | 100 | 200 | 200 | 400 | 200 | 400 | 250 | 500
201706925 | TEMPSTAR | F9MXE0401712A | 40000 | 96% | Yes | 100 | 200 | 200 | 400 | 200 | 400 | 250 | 500
203360720 | TEMPSTAR | N95ESN0401712A* | 40000 | 96% | Yes | 100 | 200 | 200 | 400 | 200 | 400 | 250 | 500
201712012 | TEMPSTAR | F9MAE0602120A*D | 61000 | 96.7% | Yes | 100 | 200 | 200 | 400 | 200 | 400 | 250 | 500
203359505 | TEMPSTAR | F9MBE0602120A*D | 61000 | 96.7% | Yes | 100 | 200 | 200 | 400 | 200 | 400 | 250 | 500
203359533 | TEMPSTAR | G9MBE0602120A*D | 61000 | 96.7% | Yes | 100 | 200 | 200 | 400 | 200 | 400 | 250 | 500
203924617 | TEMPSTAR | F97CMN0602120A*D | 61000 | 96.7% | Yes | 100 | 200 | 200 | 400 | 200 | 400 | 250 | 500
203924645 | TEMPSTAR | G97CMN0602120A*D | 61000 | 96.7% | Yes | 100 | 200 | 200 | 400 | 200 | 400 | 250 | 500
203359430 | TEMPSTAR | F9MBE0602120A | 61000 | 98% | Yes | 100 | 200 | 200 | 400 | 200 | 400 | 250 | 500
203359455 | TEMPSTAR | G9MBE0602120A | 61000 | 98% | Yes | 100 | 200 | 200 | 400 | 200 | 400 | 250 | 500
201701968 | TEMPSTAR | F9MXE0801716A | 80000 | 96% | Yes | 100 | 200 | 200 | 400 | 200 | 400 | 250 | 500
201701971 | TEMPSTAR | F9MXT0801716A | 80000 | 96% | Yes | 100 | 200 | 200 | 400 | 200 | 400 | 250 | 500
201705871 | TEMPSTAR | F9MVE0801716A | 80000 | 96% | Yes | 100 | 200 | 200 | 400 | 200 | 400 | 250 | 500
201705881 | TEMPSTAR | F9MVE0802120A | 80000 | 96% | Yes | 100 | 200 | 200 | 400 | 200 | 400 | 250 | 500
201702495 | TEMPSTAR | F9MXE0802120A | 80000 | 96% | Yes | 100 | 200 | 200 | 400 | 200 | 400 | 250 | 500
201702515 | TEMPSTAR | F9MXT0802120A | 80000 | 96% | Yes | 100 | 200 | 200 | 400 | 200 | 400 | 250 | 500
203359199 | TEMPSTAR | F96VTN0801716A | 80000 | 96% | Yes | 100 | 200 | 200 | 400 | 200 | 400 | 250 | 500
203359200 | TEMPSTAR | F96VTN0802120A | 80000 | 96% | Yes | 100 | 200 | 200 | 400 | 200 | 400 | 250 | 500
201712662 | TEMPSTAR | F9MXE0801716A** | 80000 | 96% | Yes | 100 | 200 | 200 | 400 | 200 | 400 | 250 | 500
201712665 | TEMPSTAR | F9MXE0802120A** | 80000 | 96% | Yes | 100 | 200 | 200 | 400 | 200 | 400 | 250 | 500
203360722 | TEMPSTAR | N95ESN0801716A* | 80000 | 96% | Yes | 100 | 200 | 200 | 400 | 200 | 400 | 250 | 500
203360723 | TEMPSTAR | N95ESN0802120A* | 80000 | 96% | Yes | 100 | 200 | 200 | 400 | 200 | 400 | 250 | 500
203360492 | TEMPSTAR | N95ESN0801716A | 80000 | 96% | Yes | 100 | 200 | 200 | 400 | 200 | 400 | 250 | 500
203360494 | TEMPSTAR | N95ESN0802120A | 80000 | 96% | Yes | 100 | 200 | 200 | 400 | 200 | 400 | 250 | 500
203359334 | TEMPSTAR | F96CTN0801714A | 80000 | 96.2% | Yes | 100 | 200 | 200 | 400 | 200 | 400 | 250 | 500
203359335 | TEMPSTAR | F96CTN0802120A | 80000 | 96.7% | Yes | 100 | 200 | 200 | 400 | 200 | 400 | 250 | 500
203359433 | TEMPSTAR | F9MBE0801714A | 80000 | 97% | Yes | 100 | 200 | 200 | 400 | 200 | 400 | 250 | 500
203359463 | TEMPSTAR | G9MBE0801714A | 80000 | 97% | Yes | 100 | 200 | 200 | 400 | 200 | 400 | 250 | 500
203359471 | TEMPSTAR | G9MBE0802120A | 80000 | 97% | Yes | 100 | 200 | 200 | 400 | 200 | 400 | 250 | 500
203359572 | TEMPSTAR | F9MBE0802120A | 80000 | 97% | Yes | 100 | 200 | 200 | 400 | 200 | 400 | 250 | 500
201705846 | TEMPSTAR | F9MAE0801714A | 80000 | 97% | Yes | 100 | 200 | 200 | 400 | 200 | 400 | 250 | 500
201705857 | TEMPSTAR | F9MAE0802120A | 80000 | 97% | Yes | 100 | 200 | 200 | 400 | 200 | 400 | 250 | 500
203924557 | TEMPSTAR | F97CMN0801714A | 80000 | 97% | Yes | 100 | 200 | 200 | 400 | 200 | 400 | 250 | 500
203924587 | TEMPSTAR | G97CMN0801714A | 80000 | 97% | Yes | 100 | 200 | 200 | 400 | 200 | 400 | 250 | 500
203924595 | TEMPSTAR | G97CMN0802120A | 80000 | 97% | Yes | 100 | 200 | 200 | 400 | 200 | 400 | 250 | 500
203924680 | TEMPSTAR | F97CMN0802120A | 80000 | 97% | Yes | 100 | 200 | 200 | 400 | 200 | 400 | 250 | 500
205169248 | TEMPSTAR | N95ESN1002122A* | 100000 | 96% | Yes | 100 | 200 | 200 | 400 | 200 | 400 | 250 | 500
205169257 | TEMPSTAR | N95ESN1002122A | 100000 | 96% | Yes | 100 | 200 | 200 | 400 | 200 | 400 | 250 | 500
205169281 | TEMPSTAR | F96VTN1002122A | 100000 | 96% | Yes | 100 | 200 | 200 | 400 | 200 | 400 | 250 | 500
201705884 | TEMPSTAR | F9MVE1002120A | 100000 | 96% | Yes | 100 | 200 | 200 | 400 | 200 | 400 | 250 | 500
201702498 | TEMPSTAR | F9MXE1002120A | 100000 | 96% | Yes | 100 | 200 | 200 | 400 | 200 | 400 | 250 | 500
201702518 | TEMPSTAR | F9MXT1002120A | 100000 | 96% | Yes | 100 | 200 | 200 | 400 | 200 | 400 | 250 | 500
203359201 | TEMPSTAR | F96VTN1002120A | 100000 | 96% | Yes | 100 | 200 | 200 | 400 | 200 | 400 | 250 | 500
201712668 | TEMPSTAR | F9MXE1002120A** | 100000 | 96% | Yes | 100 | 200 | 200 | 400 | 200 | 400 | 250 | 500
203360724 | TEMPSTAR | N95ESN1002120A* | 100000 | 96% | Yes | 100 | 200 | 200 | 400 | 200 | 400 | 250 | 500
203360496 | TEMPSTAR | N95ESN1002120A | 100000 | 96% | Yes | 100 | 200 | 200 | 400 | 200 | 400 | 250 | 500
203359336 | TEMPSTAR | F96CTN1002122A | 100000 | 96.1% | Yes | 100 | 200 | 200 | 400 | 200 | 400 | 250 | 500
203359436 | TEMPSTAR | F9MBE1002122A | 100000 | 97% | Yes | 100 | 200 | 200 | 400 | 200 | 400 | 250 | 500
203359479 | TEMPSTAR | G9MBE1002122A | 100000 | 97% | Yes | 100 | 200 | 200 | 400 | 200 | 400 | 250 | 500
201705862 | TEMPSTAR | F9MAE1002122A | 100000 | 97% | Yes | 100 | 200 | 200 | 400 | 200 | 400 | 250 | 500
203924560 | TEMPSTAR | F97CMN1002122A | 100000 | 97% | Yes | 100 | 200 | 200 | 400 | 200 | 400 | 250 | 500
203924603 | TEMPSTAR | G97CMN1002122A | 100000 | 97% | Yes | 100 | 200 | 200 | 400 | 200 | 400 | 250 | 500
203359337 | TEMPSTAR | F96CTN1202422A | 120000 | 96.5% | Yes | 100 | 200 | 200 | 400 | 200 | 400 | 250 | 500
203359439 | TEMPSTAR | F9MBE1202422A | 120000 | 97% | Yes | 100 | 200 | 200 | 400 | 200 | 400 | 250 | 500
203359487 | TEMPSTAR | G9MBE1202422A | 120000 | 97% | Yes | 100 | 200 | 200 | 400 | 200 | 400 | 250 | 500
201705853 | TEMPSTAR | F9MAE1202422A | 120000 | 97% | Yes | 100 | 200 | 200 | 400 | 200 | 400 | 250 | 500
203924563 | TEMPSTAR | F97CMN1202422A | 120000 | 97% | Yes | 100 | 200 | 200 | 400 | 200 | 400 | 250 | 500
203924611 | TEMPSTAR | G97CMN1202422A | 120000 | 97% | Yes | 100 | 200 | 200 | 400 | 200 | 400 | 250 | 500
201701979 | TEMPSTAR | F9MXT1202422A | 120000 | 96% | Yes | 100 | 200 | 200 | 400 | 200 | 400 | 250 | 500
212595206 | TEMPSTAR | N96VSN0801716B | 80000 | 97% | Yes | 100 | 200 | 200 | 400 | 200 | 400 | 250 | 500
212595215 | TEMPSTAR | N96VSN0801716B*D | 80000 | 95% | Yes | 100 | 200 | 150 | 300 | 200 | 400 | 250 | 500
212595224 | TEMPSTAR | N96VSN0802120B | 80000 | 97% | Yes | 100 | 200 | 200 | 400 | 200 | 400 | 250 | 500
212595233 | TEMPSTAR | N96VSN0802120B*D | 80000 | 95% | Yes | 100 | 200 | 150 | 300 | 200 | 400 | 250 | 500
211778959 | TEMPSTAR | N92MSN1002120A | 100000 | 92.1% | Yes | 100 | 200 | 100 | 200 | 200 | 400 | 250 | 500
211778968 | TEMPSTAR | N92MSN1002120A* | 100000 | 92.1% | Yes | 100 | 200 | 100 | 200 | 200 | 400 | 250 | 500
211778977 | TEMPSTAR | N92MSN1002122A | 100000 | 92.1% | Yes | 100 | 200 | 100 | 200 | 200 | 400 | 250 | 500
211778986 | TEMPSTAR | N92MSN1002122A* | 100000 | 92.1% | Yes | 100 | 200 | 100 | 200 | 200 | 400 | 250 | 500
211778878 | TEMPSTAR | N92MSN0401712A* | 40000 | 92.1% | Yes | 100 | 200 | 100 | 200 | 200 | 400 | 250 | 500
211778887 | TEMPSTAR | N92MSN0601412A | 60000 | 92.1% | Yes | 100 | 200 | 100 | 200 | 200 | 400 | 250 | 500
211778896 | TEMPSTAR | N92MSN0601412A* | 60000 | 92.1% | Yes | 100 | 200 | 100 | 200 | 200 | 400 | 250 | 500
211778905 | TEMPSTAR | N92MSN0601714A | 60000 | 92.1% | Yes | 100 | 200 | 100 | 200 | 200 | 400 | 250 | 500
205822219 | TEMPSTAR | N96VSN0802120A*D | 80000 | 95% | Yes | 100 | 200 | 150 | 300 | 200 | 400 | 250 | 500
205822230 | TEMPSTAR | N96VSN1002120A | 100000 | 96% | Yes | 100 | 200 | 200 | 400 | 200 | 400 | 250 | 500
205822241 | TEMPSTAR | N96VSN1002120A*D | 100000 | 95% | Yes | 100 | 200 | 150 | 300 | 200 | 400 | 250 | 500
205822252 | TEMPSTAR | N96VSN1202422A | 120000 | 96% | Yes | 100 | 200 | 200 | 400 | 200 | 400 | 250 | 500
205822263 | TEMPSTAR | N96VSN1202422A*D | 120000 | 95% | Yes | 100 | 200 | 150 | 300 | 200 | 400 | 250 | 500
212595264 | TEMPSTAR | F96VTN1002120B | 100000 | 96.1% | Yes | 100 | 200 | 200 | 400 | 200 | 400 | 250 | 500
212595267 | TEMPSTAR | F96VTN1002120B*D | 100000 | 95% | Yes | 100 | 200 | 150 | 300 | 200 | 400 | 250 | 500
212595270 | TEMPSTAR | F96VTN1002122B | 100000 | 96.2% | Yes | 100 | 200 | 200 | 400 | 200 | 400 | 250 | 500
212595273 | TEMPSTAR | F96VTN1002122B*D | 100000 | 95% | Yes | 100 | 200 | 150 | 300 | 200 | 400 | 250 | 500
211778995 | TEMPSTAR | N92MSN1202420A | 120000 | 92.1% | Yes | 100 | 200 | 100 | 200 | 200 | 400 | 250 | 500
211778914 | TEMPSTAR | N92MSN0601714A* | 60000 | 92.1% | Yes | 100 | 200 | 100 | 200 | 200 | 400 | 250 | 500
211778923 | TEMPSTAR | N92MSN0801716A | 80000 | 92.1% | Yes | 100 | 200 | 100 | 200 | 200 | 400 | 250 | 500
211778932 | TEMPSTAR | N92MSN0801716A* | 80000 | 92.1% | Yes | 100 | 200 | 100 | 200 | 200 | 400 | 250 | 500
211778941 | TEMPSTAR | N92MSN0802120A | 80000 | 92.1% | Yes | 100 | 200 | 100 | 200 | 200 | 400 | 250 | 500
211779168 | TEMPSTAR | N96MSN0261410A*D | 26000 | 95% | Yes | 100 | 200 | 150 | 300 | 200 | 400 | 250 | 500
211779177 | TEMPSTAR | N96MSN0401410A | 40000 | 96% | Yes | 100 | 200 | 200 | 400 | 200 | 400 | 250 | 500
211779186 | TEMPSTAR | N96MSN0401410A* | 40000 | 96% | Yes | 100 | 200 | 200 | 400 | 200 | 400 | 250 | 500
211779195 | TEMPSTAR | N96MSN0401410A**D | 40000 | 95% | Yes | 100 | 200 | 150 | 300 | 200 | 400 | 250 | 500
211779204 | TEMPSTAR | N96MSN0401410A*D | 40000 | 95% | Yes | 100 | 200 | 150 | 300 | 200 | 400 | 250 | 500
212594938 | TEMPSTAR | F96VTN0401410B | 40000 | 96% | Yes | 100 | 200 | 200 | 400 | 200 | 400 | 250 | 500
212594941 | TEMPSTAR | F96VTN0401410B*D | 40000 | 95% | Yes | 100 | 200 | 150 | 300 | 200 | 400 | 250 | 500
212594944 | TEMPSTAR | F96VTN0401712B | 40000 | 96% | Yes | 100 | 200 | 200 | 400 | 200 | 400 | 250 | 500
212594947 | TEMPSTAR | F96VTN0401712B*D | 40000 | 95% | Yes | 100 | 200 | 150 | 300 | 200 | 400 | 250 | 500
212595114 | TEMPSTAR | N96VSN0601716B | 60000 | 97% | Yes | 100 | 200 | 200 | 400 | 200 | 400 | 250 | 500
212595123 | TEMPSTAR | N96VSN0601716B*D | 60000 | 95% | Yes | 100 | 200 | 150 | 300 | 200 | 400 | 250 | 500
205822098 | TEMPSTAR | N96VSN0401410A | 40000 | 96% | Yes | 100 | 200 | 200 | 400 | 200 | 400 | 250 | 500
205822109 | TEMPSTAR | N96VSN0401410A*D | 40000 | 95% | Yes | 100 | 200 | 150 | 300 | 200 | 400 | 250 | 500
205822120 | TEMPSTAR | N96VSN0401712A | 40000 | 96% | Yes | 100 | 200 | 200 | 400 | 200 | 400 | 250 | 500
211778950 | TEMPSTAR | N92MSN0802120A* | 80000 | 92.1% | Yes | 100 | 200 | 100 | 200 | 200 | 400 | 250 | 500
206237481 | TEMPSTAR | F95CSU0601716A | 60000 | 95% | Yes | 100 | 200 | 150 | 300 | 200 | 400 | 250 | 500
206237502 | TEMPSTAR | F95CSU0802120A | 80000 | 95% | Yes | 100 | 200 | 150 | 300 | 200 | 400 | 250 | 500
211781277 | TEMPSTAR | N95MSU0401712A | 40000 | 95% | Yes | 100 | 200 | 150 | 300 | 200 | 400 | 250 | 500
211781288 | TEMPSTAR | N95MSU0601716A | 60000 | 95% | Yes | 100 | 200 | 150 | 300 | 200 | 400 | 250 | 500
211781298 | TEMPSTAR | N95MSU0802120A | 80000 | 95% | Yes | 100 | 200 | 150 | 300 | 200 | 400 | 250 | 500
211781309 | TEMPSTAR | N95MSU1002120A | 100000 | 95% | Yes | 100 | 200 | 150 | 300 | 200 | 400 | 250 | 500
211781319 | TEMPSTAR | N95MSU1002122A | 100000 | 95% | Yes | 100 | 200 | 150 | 300 | 200 | 400 | 250 | 500
213683566 | TEMPSTAR | G97CMN0601714B | 60000 | 97% | Yes | 100 | 200 | 200 | 400 | 200 | 400 | 250 | 500
213683574 | TEMPSTAR | G97CMN0601714B*D | 60000 | 95% | Yes | 100 | 200 | 150 | 300 | 200 | 400 | 250 | 500
213683307 | TEMPSTAR | F96CTN0801714B*D | 80000 | 95% | Yes | 100 | 200 | 150 | 300 | 200 | 400 | 250 | 500
213683310 | TEMPSTAR | F96CTN0802120B | 80000 | 96.7% | Yes | 100 | 200 | 200 | 400 | 200 | 400 | 250 | 500
213683313 | TEMPSTAR | F96CTN0802120B*D | 80000 | 95% | Yes | 100 | 200 | 150 | 300 | 200 | 400 | 250 | 500
213683316 | TEMPSTAR | F96CTN1002122B | 100000 | 96.1% | Yes | 100 | 200 | 200 | 400 | 200 | 400 | 250 | 500
213683319 | TEMPSTAR | F96CTN1002122B*D | 100000 | 95% | Yes | 100 | 200 | 150 | 300 | 200 | 400 | 250 | 500
213683322 | TEMPSTAR | F96CTN1202422B | 120000 | 96.5% | Yes | 100 | 200 | 200 | 400 | 200 | 400 | 250 | 500
213683325 | TEMPSTAR | F96CTN1202422B*D | 120000 | 95% | Yes | 100 | 200 | 150 | 300 | 200 | 400 | 250 | 500
213683328 | TEMPSTAR | F97CMN0601714B | 60000 | 97% | Yes | 100 | 200 | 200 | 400 | 200 | 400 | 250 | 500
213683331 | TEMPSTAR | F97CMN0601714B*D | 60000 | 95% | Yes | 100 | 200 | 150 | 300 | 200 | 400 | 250 | 500
213683334 | TEMPSTAR | F97CMN0602120B | 61000 | 98% | Yes | 100 | 200 | 200 | 400 | 200 | 400 | 250 | 500
213683337 | TEMPSTAR | F97CMN0602120B*D | 61000 | 96.7% | Yes | 100 | 200 | 200 | 400 | 200 | 400 | 250 | 500
213683340 | TEMPSTAR | F97CMN0801714B | 80000 | 97% | Yes | 100 | 200 | 200 | 400 | 200 | 400 | 250 | 500
213683343 | TEMPSTAR | F97CMN0801714B*D | 80000 | 95% | Yes | 100 | 200 | 150 | 300 | 200 | 400 | 250 | 500
213683346 | TEMPSTAR | F97CMN1002122B | 100000 | 97% | Yes | 100 | 200 | 200 | 400 | 200 | 400 | 250 | 500
213683349 | TEMPSTAR | F97CMN1002122B*D | 100000 | 95% | Yes | 100 | 200 | 150 | 300 | 200 | 400 | 250 | 500
212595096 | TEMPSTAR | N96VSN0601412B | 60000 | 95% | Yes | 100 | 200 | 150 | 300 | 200 | 400 | 250 | 500
212595105 | TEMPSTAR | N96VSN0601412B*D | 60000 | 95% | Yes | 100 | 200 | 150 | 300 | 200 | 400 | 250 | 500
213683289 | TEMPSTAR | F95CSU0601716B | 60000 | 95% | Yes | 100 | 200 | 150 | 300 | 200 | 400 | 250 | 500
213683292 | TEMPSTAR | F95CSU0802120B | 80000 | 95% | Yes | 100 | 200 | 150 | 300 | 200 | 400 | 250 | 500
213683295 | TEMPSTAR | F95CSU1002122B | 100000 | 95% | Yes | 100 | 200 | 150 | 300 | 200 | 400 | 250 | 500
213683298 | TEMPSTAR | F96CTN0601714B | 60000 | 96.3% | Yes | 100 | 200 | 200 | 400 | 200 | 400 | 250 | 500
213683301 | TEMPSTAR | F96CTN0601714B*D | 60000 | 95% | Yes | 100 | 200 | 150 | 300 | 200 | 400 | 250 | 500
213683304 | TEMPSTAR | F96CTN0801714B | 80000 | 96.2% | Yes | 100 | 200 | 200 | 400 | 200 | 400 | 250 | 500
206349950 | TEMPSTAR | F95CSU1002122A | 100000 | 95% | Yes | 100 | 200 | 150 | 300 | 200 | 400 | 250 | 500
211778851 | TEMPSTAR | N92MSN0401412A | 40000 | 92.1% | Yes | 100 | 200 | 100 | 200 | 200 | 400 | 250 | 500
211778860 | TEMPSTAR | N92MSN0401412A* | 40000 | 92.1% | Yes | 100 | 200 | 100 | 200 | 200 | 400 | 250 | 500
212595381 | TEMPSTAR | N96VSN1202422B*D | 120000 | 95% | Yes | 100 | 200 | 150 | 300 | 200 | 400 | 250 | 500
211779159 | TEMPSTAR | N96MSN0261410A | 26000 | 96% | Yes | 100 | 200 | 200 | 400 | 200 | 400 | 250 | 500
211778869 | TEMPSTAR | N92MSN0401712A | 40000 | 92.1% | Yes | 100 | 200 | 100 | 200 | 200 | 400 | 250 | 500
213683151 | TEMPSTAR | F96CTN0401410B | 40000 | 96% | Yes | 100 | 200 | 200 | 400 | 200 | 400 | 250 | 500
213683154 | TEMPSTAR | F96CTN0401410B*D | 40000 | 95% | Yes | 100 | 200 | 150 | 300 | 200 | 400 | 250 | 500
211779393 | TEMPSTAR | N96MSN1002120A**D | 100000 | 95% | Yes | 100 | 200 | 150 | 300 | 200 | 400 | 250 | 500
211779402 | TEMPSTAR | N96MSN1002120A*D | 100000 | 95% | Yes | 100 | 200 | 150 | 300 | 200 | 400 | 250 | 500
211779411 | TEMPSTAR | N96MSN1002122A | 100000 | 96.3% | Yes | 100 | 200 | 200 | 400 | 200 | 400 | 250 | 500
211779420 | TEMPSTAR | N96MSN1002122A* | 100000 | 96.3% | Yes | 100 | 200 | 200 | 400 | 200 | 400 | 250 | 500
211779429 | TEMPSTAR | N96MSN1002122A**D | 100000 | 95% | Yes | 100 | 200 | 150 | 300 | 200 | 400 | 250 | 500
211779213 | TEMPSTAR | N96MSN0401712A | 40000 | 96.7% | Yes | 100 | 200 | 200 | 400 | 200 | 400 | 250 | 500
211779222 | TEMPSTAR | N96MSN0401712A* | 40000 | 96.7% | Yes | 100 | 200 | 200 | 400 | 200 | 400 | 250 | 500
211779231 | TEMPSTAR | N96MSN0401712A**D | 40000 | 95% | Yes | 100 | 200 | 150 | 300 | 200 | 400 | 250 | 500
211779240 | TEMPSTAR | N96MSN0401712A*D | 40000 | 95% | Yes | 100 | 200 | 150 | 300 | 200 | 400 | 250 | 500
211779249 | TEMPSTAR | N96MSN0601412A | 60000 | 95% | Yes | 100 | 200 | 150 | 300 | 200 | 400 | 250 | 500
213683630 | TEMPSTAR | G97CMN1202422B | 120000 | 97% | Yes | 100 | 200 | 200 | 400 | 200 | 400 | 250 | 500
213683638 | TEMPSTAR | G97CMN1202422B*D | 120000 | 95% | Yes | 100 | 200 | 150 | 300 | 200 | 400 | 250 | 500
213683645 | TEMPSTAR | F97CMN0802120B | 80000 | 97% | Yes | 100 | 200 | 200 | 400 | 200 | 400 | 250 | 500
213683648 | TEMPSTAR | F97CMN0802120B*D | 80000 | 95% | Yes | 100 | 200 | 150 | 300 | 200 | 400 | 250 | 500
213683656 | TEMPSTAR | G97CMN0802120B | 80000 | 97% | Yes | 100 | 200 | 200 | 400 | 200 | 400 | 250 | 500
213683664 | TEMPSTAR | G97CMN0802120B*D | 80000 | 95% | Yes | 100 | 200 | 150 | 300 | 200 | 400 | 250 | 500
205645646 | TEMPSTAR | N95ESU0401712A | 40000 | 95% | Yes | 100 | 200 | 150 | 300 | 200 | 400 | 250 | 500
212594986 | TEMPSTAR | N96VSN0401410B | 40000 | 96% | Yes | 100 | 200 | 200 | 400 | 200 | 400 | 250 | 500
212594995 | TEMPSTAR | N96VSN0401410B*D | 40000 | 95% | Yes | 100 | 200 | 150 | 300 | 200 | 400 | 250 | 500
212595004 | TEMPSTAR | N96VSN0401712B | 40000 | 96.7% | Yes | 100 | 200 | 200 | 400 | 200 | 400 | 250 | 500
212595013 | TEMPSTAR | N96VSN0401712B*D | 40000 | 95% | Yes | 100 | 200 | 150 | 300 | 200 | 400 | 250 | 500
211779438 | TEMPSTAR | N96MSN1002122A*D | 100000 | 95% | Yes | 100 | 200 | 150 | 300 | 200 | 400 | 250 | 500
211779447 | TEMPSTAR | N96MSN1202422A | 120000 | 96.1% | Yes | 100 | 200 | 200 | 400 | 200 | 400 | 250 | 500
211779456 | TEMPSTAR | N96MSN1202422A* | 120000 | 96.1% | Yes | 100 | 200 | 200 | 400 | 200 | 400 | 250 | 500
211779465 | TEMPSTAR | N96MSN1202422A**D | 120000 | 95% | Yes | 100 | 200 | 150 | 300 | 200 | 400 | 250 | 500
211779474 | TEMPSTAR | N96MSN1202422A*D | 120000 | 95% | Yes | 100 | 200 | 150 | 300 | 200 | 400 | 250 | 500
211779258 | TEMPSTAR | N96MSN0601412A* | 60000 | 95% | Yes | 100 | 200 | 150 | 300 | 200 | 400 | 250 | 500
211779267 | TEMPSTAR | N96MSN0601412A**D | 60000 | 95% | Yes | 100 | 200 | 150 | 300 | 200 | 400 | 250 | 500
211779276 | TEMPSTAR | N96MSN0601412A*D | 60000 | 95% | Yes | 100 | 200 | 150 | 300 | 200 | 400 | 250 | 500
211779285 | TEMPSTAR | N96MSN0601716A | 60000 | 97% | Yes | 100 | 200 | 200 | 400 | 200 | 400 | 250 | 500
211779294 | TEMPSTAR | N96MSN0601716A* | 60000 | 97% | Yes | 100 | 200 | 200 | 400 | 200 | 400 | 250 | 500
212595048 | TEMPSTAR | F96VTN0601412B | 60000 | 95% | Yes | 100 | 200 | 150 | 300 | 200 | 400 | 250 | 500
212595051 | TEMPSTAR | F96VTN0601412B*D | 60000 | 95% | Yes | 100 | 200 | 150 | 300 | 200 | 400 | 250 | 500
212595054 | TEMPSTAR | F96VTN0601716B | 60000 | 96.3% | Yes | 100 | 200 | 200 | 400 | 200 | 400 | 250 | 500
212595057 | TEMPSTAR | F96VTN0601716B*D | 60000 | 95% | Yes | 100 | 200 | 150 | 300 | 200 | 400 | 250 | 500
205822131 | TEMPSTAR | N96VSN0401712A*D | 40000 | 95% | Yes | 100 | 200 | 150 | 300 | 200 | 400 | 250 | 500
205822142 | TEMPSTAR | N96VSN0601412A | 60000 | 95% | Yes | 100 | 200 | 150 | 300 | 200 | 400 | 250 | 500
205822153 | TEMPSTAR | N96VSN0601412A*D | 60000 | 95% | Yes | 100 | 200 | 150 | 300 | 200 | 400 | 250 | 500
205822164 | TEMPSTAR | N96VSN0601714A | 60000 | 96% | Yes | 100 | 200 | 200 | 400 | 200 | 400 | 250 | 500
212595312 | TEMPSTAR | N96VSN1002120B | 100000 | 96.3% | Yes | 100 | 200 | 200 | 400 | 200 | 400 | 250 | 500
212595321 | TEMPSTAR | N96VSN1002120B*D | 100000 | 95% | Yes | 100 | 200 | 150 | 300 | 200 | 400 | 250 | 500
212595158 | TEMPSTAR | F96VTN0801716B | 80000 | 96.2% | Yes | 100 | 200 | 200 | 400 | 200 | 400 | 250 | 500
212595161 | TEMPSTAR | F96VTN0801716B*D | 80000 | 95% | Yes | 100 | 200 | 150 | 300 | 200 | 400 | 250 | 500
212595164 | TEMPSTAR | F96VTN0802120B | 80000 | 96.7% | Yes | 100 | 200 | 200 | 400 | 200 | 400 | 250 | 500
212595167 | TEMPSTAR | F96VTN0802120B*D | 80000 | 95% | Yes | 100 | 200 | 150 | 300 | 200 | 400 | 250 | 500
211779004 | TEMPSTAR | N92MSN1202420A* | 120000 | 92.1% | Yes | 100 | 200 | 100 | 200 | 200 | 400 | 250 | 500
213683582 | TEMPSTAR | G97CMN0602120B | 61000 | 98% | Yes | 100 | 200 | 200 | 400 | 200 | 400 | 250 | 500
213683590 | TEMPSTAR | G97CMN0602120B*D | 61000 | 96.7% | Yes | 100 | 200 | 200 | 400 | 200 | 400 | 250 | 500
213683598 | TEMPSTAR | G97CMN0801714B | 80000 | 97% | Yes | 100 | 200 | 200 | 400 | 200 | 400 | 250 | 500
213683606 | TEMPSTAR | G97CMN0801714B*D | 80000 | 95% | Yes | 100 | 200 | 150 | 300 | 200 | 400 | 250 | 500
213683614 | TEMPSTAR | G97CMN1002122B | 100000 | 97% | Yes | 100 | 200 | 200 | 400 | 200 | 400 | 250 | 500
213683622 | TEMPSTAR | G97CMN1002122B*D | 100000 | 95% | Yes | 100 | 200 | 150 | 300 | 200 | 400 | 250 | 500
213683352 | TEMPSTAR | F97CMN1202422B | 120000 | 97% | Yes | 100 | 200 | 200 | 400 | 200 | 400 | 250 | 500
213683355 | TEMPSTAR | F97CMN1202422B*D | 120000 | 95% | Yes | 100 | 200 | 150 | 300 | 200 | 400 | 250 | 500
211780735 | TEMPSTAR | N96MSN0801716A | 80000 | 97% | Yes | 100 | 200 | 200 | 400 | 200 | 400 | 250 | 500
211780745 | TEMPSTAR | N96MSN0801716A* | 80000 | 97% | Yes | 100 | 200 | 200 | 400 | 200 | 400 | 250 | 500
205822175 | TEMPSTAR | N96VSN0601714A*D | 60000 | 95% | Yes | 100 | 200 | 150 | 300 | 200 | 400 | 250 | 500
205822186 | TEMPSTAR | N96VSN0801716A | 80000 | 96% | Yes | 100 | 200 | 200 | 400 | 200 | 400 | 250 | 500
205822197 | TEMPSTAR | N96VSN0801716A*D | 80000 | 95% | Yes | 100 | 200 | 150 | 300 | 200 | 400 | 250 | 500
205822208 | TEMPSTAR | N96VSN0802120A | 80000 | 96% | Yes | 100 | 200 | 200 | 400 | 200 | 400 | 250 | 500
212595344 | TEMPSTAR | F96VTN1202422B | 120000 | 96.7% | Yes | 100 | 200 | 200 | 400 | 200 | 400 | 250 | 500
212595347 | TEMPSTAR | F96VTN1202422B*D | 120000 | 95% | Yes | 100 | 200 | 150 | 300 | 200 | 400 | 250 | 500
212595372 | TEMPSTAR | N96VSN1202422B | 120000 | 96.1% | Yes | 100 | 200 | 200 | 400 | 200 | 400 | 250 | 500
211779483 | TEMPSTAR | N96MSN1402422A | 140000 | 95% | Yes | 100 | 200 | 150 | 300 | 200 | 400 | 250 | 500
211779492 | TEMPSTAR | N96MSN1402422A*D | 140000 | 95% | Yes | 100 | 200 | 150 | 300 | 200 | 400 | 250 | 500
211779348 | TEMPSTAR | N96MSN0802120A* | 80000 | 97% | Yes | 100 | 200 | 200 | 400 | 200 | 400 | 250 | 500
211779357 | TEMPSTAR | N96MSN0802120A**D | 80000 | 95% | Yes | 100 | 200 | 150 | 300 | 200 | 400 | 250 | 500
211779366 | TEMPSTAR | N96MSN0802120A*D | 80000 | 95% | Yes | 100 | 200 | 150 | 300 | 200 | 400 | 250 | 500
211779375 | TEMPSTAR | N96MSN1002120A | 100000 | 96.3% | Yes | 100 | 200 | 200 | 400 | 200 | 400 | 250 | 500
211779384 | TEMPSTAR | N96MSN1002120A* | 100000 | 96.3% | Yes | 100 | 200 | 200 | 400 | 200 | 400 | 250 | 500
211779303 | TEMPSTAR | N96MSN0601716A**D | 60000 | 95% | Yes | 100 | 200 | 150 | 300 | 200 | 400 | 250 | 500
211779312 | TEMPSTAR | N96MSN0601716A*D | 60000 | 95% | Yes | 100 | 200 | 150 | 300 | 200 | 400 | 250 | 500
211779321 | TEMPSTAR | N96MSN0801716A**D | 80000 | 95% | Yes | 100 | 200 | 150 | 300 | 200 | 400 | 250 | 500
211779330 | TEMPSTAR | N96MSN0801716A*D | 80000 | 95% | Yes | 100 | 200 | 150 | 300 | 200 | 400 | 250 | 500
211779339 | TEMPSTAR | N96MSN0802120A | 80000 | 97% | Yes | 100 | 200 | 200 | 400 | 200 | 400 | 250 | 500
7547650 | THERMAL ZONE | TZ95MSP040B30A | 42000 | 95% | No | 100 | 200 | 0 | 0 | 100 | 200 | 250 | 500
7502125 | THERMAL ZONE | TZ96MDP040B30A | 42000 | 96% | No | 100 | 200 | 0 | 0 | 100 | 200 | 250 | 500
7502127 | THERMAL ZONE | TZ96MDP060B30A | 56000 | 96% | No | 100 | 200 | 0 | 0 | 100 | 200 | 250 | 500
7547651 | THERMAL ZONE | TZ95MSP060B30A | 56000 | 95% | No | 100 | 200 | 0 | 0 | 100 | 200 | 250 | 500
7547652 | THERMAL ZONE | TZ95MSP070B30A | 70000 | 95% | No | 100 | 200 | 0 | 0 | 100 | 200 | 250 | 500
7502128 | THERMAL ZONE | TZ96MDP070B30A | 70000 | 96% | No | 100 | 200 | 0 | 0 | 100 | 200 | 250 | 500
7502129 | THERMAL ZONE | TZ96MDP085C50A | 84000 | 95% | No | 100 | 200 | 0 | 0 | 100 | 200 | 250 | 500
7547653 | THERMAL ZONE | TZ95MSP085C50A | 84000 | 95% | No | 100 | 200 | 0 | 0 | 100 | 200 | 250 | 500
7502130 | THERMAL ZONE | TZ96MDP100C50A | 98000 | 95% | No | 100 | 200 | 0 | 0 | 100 | 200 | 250 | 500
7547654 | THERMAL ZONE | TZ95MSP100C50A | 98000 | 95% | No | 100 | 200 | 0 | 0 | 100 | 200 | 250 | 500
7547655 | THERMAL ZONE | TZ95MSP115D50A | 112000 | 95% | No | 100 | 200 | 0 | 0 | 100 | 200 | 250 | 500
7501307 | THERMAL ZONE | TZ96MDP115D50A | 112000 | 96% | No | 100 | 200 | 0 | 0 | 100 | 200 | 250 | 500
9958616 | THERMAL ZONE | TZ92MSX100C50A | 98000 | 92% | Yes | 100 | 200 | 100 | 200 | 200 | 400 | 250 | 500
9958604 | THERMAL ZONE | TZ92MSX060B30A | 56000 | 92% | Yes | 100 | 200 | 100 | 200 | 200 | 400 | 250 | 500
9958620 | THERMAL ZONE | TZ92MSX115D50A | 112000 | 92% | Yes | 100 | 200 | 100 | 200 | 200 | 400 | 250 | 500
203269643 | THERMAL ZONE | TZ92MSX070C50A | 70000 | 92% | Yes | 100 | 200 | 100 | 200 | 200 | 400 | 250 | 500
9958608 | THERMAL ZONE | TZ92MSX070B30A | 70000 | 92% | Yes | 100 | 200 | 100 | 200 | 200 | 400 | 250 | 500
8934608 | THERMAL ZONE | TZ95MSX040B30C | 42000 | 95% | Yes | 100 | 200 | 150 | 300 | 200 | 400 | 250 | 500
8934612 | THERMAL ZONE | TZ95MSX060B30C | 56000 | 95% | Yes | 100 | 200 | 150 | 300 | 200 | 400 | 250 | 500
203261729 | THERMAL ZONE | TZ95MSX070C50C | 70000 | 95% | Yes | 100 | 200 | 150 | 300 | 200 | 400 | 250 | 500
8934616 | THERMAL ZONE | TZ95MSX070B30C | 70000 | 95% | Yes | 100 | 200 | 150 | 300 | 200 | 400 | 250 | 500
8934620 | THERMAL ZONE | TZ95MSX085C50C | 84000 | 95% | Yes | 100 | 200 | 150 | 300 | 200 | 400 | 250 | 500
8934624 | THERMAL ZONE | TZ95MSX100C50C | 98000 | 95% | Yes | 100 | 200 | 150 | 300 | 200 | 400 | 250 | 500
8934628 | THERMAL ZONE | TZ95MSX115D50C | 112000 | 95% | Yes | 100 | 200 | 150 | 300 | 200 | 400 | 250 | 500
9950842 | THERMAL ZONE | TZ96MDX040B30A | 42000 | 96% | Yes | 100 | 200 | 200 | 400 | 200 | 400 | 250 | 500
7502134 | THERMAL ZONE | TZ96MDV040B30A | 42000 | 96% | Yes | 100 | 200 | 200 | 400 | 200 | 400 | 250 | 500
9950846 | THERMAL ZONE | TZ96MDX060B30A | 56000 | 96% | Yes | 100 | 200 | 200 | 400 | 200 | 400 | 250 | 500
7502136 | THERMAL ZONE | TZ96MDV060B30A | 56000 | 96% | Yes | 100 | 200 | 200 | 400 | 200 | 400 | 250 | 500
203261730 | THERMAL ZONE | TZ96MDV070C50A | 70000 | 96% | Yes | 100 | 200 | 200 | 400 | 200 | 400 | 250 | 500
203261731 | THERMAL ZONE | TZ96MDX070C50A | 70000 | 96% | Yes | 100 | 200 | 200 | 400 | 200 | 400 | 250 | 500
9950850 | THERMAL ZONE | TZ96MDX070B30A | 70000 | 96% | Yes | 100 | 200 | 200 | 400 | 200 | 400 | 250 | 500
7502137 | THERMAL ZONE | TZ96MDV070B30A | 70000 | 96% | Yes | 100 | 200 | 200 | 400 | 200 | 400 | 250 | 500
9950854 | THERMAL ZONE | TZ96MDX085C50A | 84000 | 96% | Yes | 100 | 200 | 200 | 400 | 200 | 400 | 250 | 500
7502138 | THERMAL ZONE | TZ96MDV085C50B | 84000 | 96% | Yes | 100 | 200 | 200 | 400 | 200 | 400 | 250 | 500
9950858 | THERMAL ZONE | TZ96MDX100C50A | 98000 | 96% | Yes | 100 | 200 | 200 | 400 | 200 | 400 | 250 | 500
7502139 | THERMAL ZONE | TZ96MDV100C50A | 98000 | 96% | Yes | 100 | 200 | 200 | 400 | 200 | 400 | 250 | 500
9950862 | THERMAL ZONE | TZ96MDX115D50A | 112000 | 96% | Yes | 100 | 200 | 200 | 400 | 200 | 400 | 250 | 500
7502143 | THERMAL ZONE | TZ96MDV115D50A | 112000 | 96% | Yes | 100 | 200 | 200 | 400 | 200 | 400 | 250 | 500
208430243 | THERMAL ZONE | TZ96M42V040B3SA | 42000 | 96% | Yes | 100 | 200 | 200 | 400 | 200 | 400 | 250 | 500
208430244 | THERMAL ZONE | TZ96M42V060B3SA | 56000 | 96% | Yes | 100 | 200 | 200 | 400 | 200 | 400 | 250 | 500
208430245 | THERMAL ZONE | TZ96M42V070B3SA | 70000 | 96% | Yes | 100 | 200 | 200 | 400 | 200 | 400 | 250 | 500
208430246 | THERMAL ZONE | TZ96M42V070C5SA | 70000 | 96% | Yes | 100 | 200 | 200 | 400 | 200 | 400 | 250 | 500
208430247 | THERMAL ZONE | TZ96M42V085C5SA | 84000 | 96% | Yes | 100 | 200 | 200 | 400 | 200 | 400 | 250 | 500
208430248 | THERMAL ZONE | TZ96M42V100C5SA | 98000 | 96% | Yes | 100 | 200 | 200 | 400 | 200 | 400 | 250 | 500
208430249 | THERMAL ZONE | TZ96M42V115D5SA | 112000 | 96% | Yes | 100 | 200 | 200 | 400 | 200 | 400 | 250 | 500
208676706 | THERMAL ZONE | TZ92M41T040B3S | 42000 | 92% | Yes | 100 | 200 | 100 | 200 | 200 | 400 | 250 | 500
208676707 | THERMAL ZONE | TZ92M41T060B3S | 56000 | 92% | Yes | 100 | 200 | 100 | 200 | 200 | 400 | 250 | 500
208676708 | THERMAL ZONE | TZ92M41T070B3S | 70000 | 92% | Yes | 100 | 200 | 100 | 200 | 200 | 400 | 250 | 500
208676709 | THERMAL ZONE | TZ92M41T070C5S | 70000 | 92% | Yes | 100 | 200 | 100 | 200 | 200 | 400 | 250 | 500
208676710 | THERMAL ZONE | TZ92M41T085C5S | 84000 | 92% | Yes | 100 | 200 | 100 | 200 | 200 | 400 | 250 | 500
208676711 | THERMAL ZONE | TZ92M41T100C5S | 98000 | 92% | Yes | 100 | 200 | 100 | 200 | 200 | 400 | 250 | 500
208676712 | THERMAL ZONE | TZ92M41T115D5S | 112000 | 92% | Yes | 100 | 200 | 100 | 200 | 200 | 400 | 250 | 500
208676713 | THERMAL ZONE | TZ95M41T040B3S | 42000 | 95% | Yes | 100 | 200 | 150 | 300 | 200 | 400 | 250 | 500
208676714 | THERMAL ZONE | TZ95M41T060B3S | 56000 | 95% | Yes | 100 | 200 | 150 | 300 | 200 | 400 | 250 | 500
208676715 | THERMAL ZONE | TZ95M41T070B3S | 70000 | 95% | Yes | 100 | 200 | 150 | 300 | 200 | 400 | 250 | 500
208676716 | THERMAL ZONE | TZ95M41T070C5S | 70000 | 95% | Yes | 100 | 200 | 150 | 300 | 200 | 400 | 250 | 500
208676717 | THERMAL ZONE | TZ95M41T085C5S | 84000 | 95% | Yes | 100 | 200 | 150 | 300 | 200 | 400 | 250 | 500
208676718 | THERMAL ZONE | TZ95M41T100C5S | 98000 | 95% | Yes | 100 | 200 | 150 | 300 | 200 | 400 | 250 | 500
208676719 | THERMAL ZONE | TZ95M41T115D5S | 112000 | 95% | Yes | 100 | 200 | 150 | 300 | 200 | 400 | 250 | 500
208676720 | THERMAL ZONE | TZ92M41V040B3S | 42000 | 92% | Yes | 100 | 200 | 100 | 200 | 200 | 400 | 250 | 500
208676721 | THERMAL ZONE | TZ92M41V060B3S | 56000 | 92% | Yes | 100 | 200 | 100 | 200 | 200 | 400 | 250 | 500
208676722 | THERMAL ZONE | TZ92M41V070B3S | 70000 | 92% | Yes | 100 | 200 | 100 | 200 | 200 | 400 | 250 | 500
208676723 | THERMAL ZONE | TZ92M41V070C5S | 70000 | 92% | Yes | 100 | 200 | 100 | 200 | 200 | 400 | 250 | 500
208676724 | THERMAL ZONE | TZ92M41V085C5S | 84000 | 92% | Yes | 100 | 200 | 100 | 200 | 200 | 400 | 250 | 500
208676725 | THERMAL ZONE | TZ92M41V100C5S | 98000 | 92% | Yes | 100 | 200 | 100 | 200 | 200 | 400 | 250 | 500
208676726 | THERMAL ZONE | TZ92M41V115D5S | 112000 | 92% | Yes | 100 | 200 | 100 | 200 | 200 | 400 | 250 | 500
208676727 | THERMAL ZONE | TZ95M41V040B3S | 42000 | 95% | Yes | 100 | 200 | 150 | 300 | 200 | 400 | 250 | 500
208676728 | THERMAL ZONE | TZ95M41V060B3S | 56000 | 95% | Yes | 100 | 200 | 150 | 300 | 200 | 400 | 250 | 500
208676729 | THERMAL ZONE | TZ95M41V070B3S | 70000 | 95% | Yes | 100 | 200 | 150 | 300 | 200 | 400 | 250 | 500
208676730 | THERMAL ZONE | TZ95M41V070C5S | 70000 | 95% | Yes | 100 | 200 | 150 | 300 | 200 | 400 | 250 | 500
208676731 | THERMAL ZONE | TZ95M41V085C5S | 84000 | 95% | Yes | 100 | 200 | 150 | 300 | 200 | 400 | 250 | 500
208676732 | THERMAL ZONE | TZ95M41V100C5S | 98000 | 95% | Yes | 100 | 200 | 150 | 300 | 200 | 400 | 250 | 500
208676733 | THERMAL ZONE | TZ95M41V115D5S | 112000 | 95% | Yes | 100 | 200 | 150 | 300 | 200 | 400 | 250 | 500
212922396 | THERMAL ZONE | TZ95UH1V040B3UABAP | 42000 | 95% | Yes | 100 | 200 | 150 | 300 | 200 | 400 | 250 | 500
212922397 | THERMAL ZONE | TZ95UH1V060B3UABAP | 56000 | 95% | Yes | 100 | 200 | 150 | 300 | 200 | 400 | 250 | 500
212922398 | THERMAL ZONE | TZ95UH1V100C5UABAP | 95000 | 95% | Yes | 100 | 200 | 150 | 300 | 200 | 400 | 250 | 500
213927538 | THERMAL ZONE | TZ95UH1V070C5UABAP | 70000 | 95% | Yes | 100 | 200 | 150 | 300 | 200 | 400 | 250 | 500
204986461 | THERMO PRIDE | CMA4-50D36N | 50000 | 95% | No | 100 | 200 | 0 | 0 | 100 | 200 | 250 | 500
204986464 | THERMO PRIDE | CMC2-50D36N | 50000 | 95% | No | 100 | 200 | 0 | 0 | 100 | 200 | 250 | 500
7037979 | THERMO PRIDE | CMA3-50D36 | 50000 | 95% | No | 100 | 200 | 0 | 0 | 100 | 200 | 250 | 500
7037981 | THERMO PRIDE | CMC1-50D36 | 50000 | 95% | No | 100 | 200 | 0 | 0 | 100 | 200 | 250 | 500
204986463 | THERMO PRIDE | CMA4-75D36N | 75000 | 95% | No | 100 | 200 | 0 | 0 | 100 | 200 | 250 | 500
204986465 | THERMO PRIDE | CMC2-75D36N | 75000 | 95% | No | 100 | 200 | 0 | 0 | 100 | 200 | 250 | 500
7037980 | THERMO PRIDE | CMA3-75D36 | 75000 | 95% | No | 100 | 200 | 0 | 0 | 100 | 200 | 250 | 500
7037982 | THERMO PRIDE | CMC1-75D36 | 75000 | 95% | No | 100 | 200 | 0 | 0 | 100 | 200 | 250 | 500
7085289 | THERMO PRIDE | CMC1-50DV3 | 50000 | 95% | Yes | 100 | 200 | 150 | 300 | 200 | 400 | 250 | 500
10350015 | THERMO PRIDE | CLQS1-050T36N | 50000 | 95% | Yes | 100 | 200 | 150 | 300 | 200 | 400 | 250 | 500
205013508 | THERMO PRIDE | CMC2-50DV3N | 50000 | 95% | Yes | 100 | 200 | 150 | 300 | 200 | 400 | 250 | 500
7085288 | THERMO PRIDE | CMC1-75DV3 | 75000 | 95% | Yes | 100 | 200 | 150 | 300 | 200 | 400 | 250 | 500
10350016 | THERMO PRIDE | CLQS1-075T42N | 75000 | 95% | Yes | 100 | 200 | 150 | 300 | 200 | 400 | 250 | 500
205013509 | THERMO PRIDE | CMC2-75DV3N | 75000 | 95% | Yes | 100 | 200 | 150 | 300 | 200 | 400 | 250 | 500
10350017 | THERMO PRIDE | CLQS1-100T48N | 100000 | 95% | Yes | 100 | 200 | 150 | 300 | 200 | 400 | 250 | 500
10350018 | THERMO PRIDE | CLQS1-125T60N | 125000 | 95% | Yes | 100 | 200 | 150 | 300 | 200 | 400 | 250 | 500
203908955 | TRANE | S9B1B040U3PS*** | 40000 | 92.1% | Yes | 100 | 200 | 100 | 200 | 200 | 400 | 250 | 500
203908961 | TRANE | S9B1B040D3PS*** | 40000 | 92.1% | Yes | 100 | 200 | 100 | 200 | 200 | 400 | 250 | 500
203908960 | TRANE | S9B1D120U5PS*** | 120000 | 92.1% | Yes | 100 | 200 | 100 | 200 | 200 | 400 | 250 | 500
203908956 | TRANE | S9B1B060U4PS*** | 60000 | 92.1% | Yes | 100 | 200 | 100 | 200 | 200 | 400 | 250 | 500
203908962 | TRANE | S9B1B060D3PS*** | 60000 | 92.1% | Yes | 100 | 200 | 100 | 200 | 200 | 400 | 250 | 500
203908957 | TRANE | S9B1B080U4PS*** | 80000 | 92.1% | Yes | 100 | 200 | 100 | 200 | 200 | 400 | 250 | 500
203908958 | TRANE | S9B1C080U5PS*** | 80000 | 92.1% | Yes | 100 | 200 | 100 | 200 | 200 | 400 | 250 | 500
203908963 | TRANE | S9B1B080D4PS*** | 80000 | 92.1% | Yes | 100 | 200 | 100 | 200 | 200 | 400 | 250 | 500
203908959 | TRANE | S9B1C100U5PS*** | 100000 | 92.1% | Yes | 100 | 200 | 100 | 200 | 200 | 400 | 250 | 500
203908964 | TRANE | S9B1C100D5PS*** | 100000 | 92.1% | Yes | 100 | 200 | 100 | 200 | 200 | 400 | 250 | 500
203908965 | TRANE | S9B1D120D5PS*** | 120000 | 92.1% | Yes | 100 | 200 | 100 | 200 | 200 | 400 | 250 | 500
5722409 | TRANE | TDHMB060BCV3VB* | 60000 | 95% | Yes | 100 | 200 | 150 | 300 | 200 | 400 | 250 | 500
203909116 | TRANE | S9X2B060D3PSB** | 60000 | 95% | Yes | 100 | 200 | 150 | 300 | 200 | 400 | 250 | 500
203862605 | TRANE | S9X1B080D4PSB** | 80000 | 95% | Yes | 100 | 200 | 150 | 300 | 200 | 400 | 250 | 500
203909112 | TRANE | S9X2C080U5PSB** | 80000 | 95% | Yes | 100 | 200 | 150 | 300 | 200 | 400 | 250 | 500
203862601 | TRANE | S9X1C100U5PSB** | 100000 | 95% | Yes | 100 | 200 | 150 | 300 | 200 | 400 | 250 | 500
203909118 | TRANE | S9X2C100D5PSB** | 100000 | 95% | Yes | 100 | 200 | 150 | 300 | 200 | 400 | 250 | 500
9962830 | TRANE | TUHMC100ACV4V**-H | 100000 | 95.2% | Yes | 100 | 200 | 150 | 300 | 200 | 400 | 250 | 500
5722410 | TRANE | TDHMD120BCV5VB* | 120000 | 95% | Yes | 100 | 200 | 150 | 300 | 200 | 400 | 250 | 500
203862602 | TRANE | S9X1D120U5PSB** | 120000 | 95% | Yes | 100 | 200 | 150 | 300 | 200 | 400 | 250 | 500
203862607 | TRANE | S9X1D120D5PSB** | 120000 | 95% | Yes | 100 | 200 | 150 | 300 | 200 | 400 | 250 | 500
9962831 | TRANE | TUHMD120ACV5V**-H | 120000 | 96.2% | Yes | 100 | 200 | 200 | 400 | 200 | 400 | 250 | 500
203862598 | TRANE | S9X1B060U4PSB** | 60000 | 96% | Yes | 100 | 200 | 200 | 400 | 200 | 400 | 250 | 500
203862604 | TRANE | S9X1B060D3PSB** | 60000 | 96% | Yes | 100 | 200 | 200 | 400 | 200 | 400 | 250 | 500
203909110 | TRANE | S9X2B060U4PSB** | 60000 | 96% | Yes | 100 | 200 | 200 | 400 | 200 | 400 | 250 | 500
10509475 | TRANE | S9V2B060U3PS*** | 60000 | 96% | Yes | 100 | 200 | 200 | 400 | 200 | 400 | 250 | 500
10509476 | TRANE | S9V2B060U4PS*** | 60000 | 96% | Yes | 100 | 200 | 200 | 400 | 200 | 400 | 250 | 500
10509485 | TRANE | S9V2B060D3PS*** | 60000 | 96% | Yes | 100 | 200 | 200 | 400 | 200 | 400 | 250 | 500
10591636 | TRANE | S9V2B040U3VS*** | 40000 | 97% | Yes | 100 | 200 | 200 | 400 | 200 | 400 | 250 | 500
10509484 | TRANE | S9V2B040D3PS*** | 40000 | 96% | Yes | 100 | 200 | 200 | 400 | 200 | 400 | 250 | 500
203862597 | TRANE | S9X1B040U3PSB** | 40000 | 96% | Yes | 100 | 200 | 200 | 400 | 200 | 400 | 250 | 500
9962828 | TRANE | TUHMB060ACV3V**-H | 60000 | 96.5% | Yes | 100 | 200 | 200 | 400 | 200 | 400 | 250 | 500
10591637 | TRANE | S9V2B060U3VS*** | 60000 | 97% | Yes | 100 | 200 | 200 | 400 | 200 | 400 | 250 | 500
9962857 | TRANE | TUHMB060ACV3V** | 60000 | 97.3% | Yes | 100 | 200 | 200 | 400 | 200 | 400 | 250 | 500
203862603 | TRANE | S9X1B040D3PSB** | 40000 | 96% | Yes | 100 | 200 | 200 | 400 | 200 | 400 | 250 | 500
203909109 | TRANE | S9X2B040U3PSB** | 40000 | 96% | Yes | 100 | 200 | 200 | 400 | 200 | 400 | 250 | 500
203909115 | TRANE | S9X2B040D3PSB** | 40000 | 96% | Yes | 100 | 200 | 200 | 400 | 200 | 400 | 250 | 500
10509483 | TRANE | S9V2B040U3PS*** | 40000 | 96% | Yes | 100 | 200 | 200 | 400 | 200 | 400 | 250 | 500
5722402 | TRANE | TDHMB080ACV3VB* | 80000 | 96% | Yes | 100 | 200 | 200 | 400 | 200 | 400 | 250 | 500
203862599 | TRANE | S9X1B080U4PSB** | 80000 | 96% | Yes | 100 | 200 | 200 | 400 | 200 | 400 | 250 | 500
203862600 | TRANE | S9X1C080U5PSB** | 80000 | 96% | Yes | 100 | 200 | 200 | 400 | 200 | 400 | 250 | 500
203909111 | TRANE | S9X2B080U4PSB** | 80000 | 96% | Yes | 100 | 200 | 200 | 400 | 200 | 400 | 250 | 500
203909117 | TRANE | S9X2B080D4PSB** | 80000 | 96% | Yes | 100 | 200 | 200 | 400 | 200 | 400 | 250 | 500
10509478 | TRANE | S9V2B080U4PS*** | 80000 | 96% | Yes | 100 | 200 | 200 | 400 | 200 | 400 | 250 | 500
10509479 | TRANE | S9V2C080U5PS*** | 80000 | 96% | Yes | 100 | 200 | 200 | 400 | 200 | 400 | 250 | 500
10509487 | TRANE | S9V2B080D4PS*** | 80000 | 96% | Yes | 100 | 200 | 200 | 400 | 200 | 400 | 250 | 500
9962829 | TRANE | TUHMB080ACV3V**-H | 80000 | 96.2% | Yes | 100 | 200 | 200 | 400 | 200 | 400 | 250 | 500
9962858 | TRANE | TUHMB080ACV3V** | 80000 | 97% | Yes | 100 | 200 | 200 | 400 | 200 | 400 | 250 | 500
203965094 | TRANE | S9V2B080U4VS*** | 80000 | 97% | Yes | 100 | 200 | 200 | 400 | 200 | 400 | 250 | 500
203965097 | TRANE | S9V2B080D4VS*** | 80000 | 97% | Yes | 100 | 200 | 200 | 400 | 200 | 400 | 250 | 500
5722403 | TRANE | TDHMC100ACV4VB* | 100000 | 96% | Yes | 100 | 200 | 200 | 400 | 200 | 400 | 250 | 500
9962859 | TRANE | TUHMC100ACV4V** | 100000 | 96% | Yes | 100 | 200 | 200 | 400 | 200 | 400 | 250 | 500
203862606 | TRANE | S9X1C100D5PSB** | 100000 | 96% | Yes | 100 | 200 | 200 | 400 | 200 | 400 | 250 | 500
203909113 | TRANE | S9X2C100U5PSB** | 100000 | 96% | Yes | 100 | 200 | 200 | 400 | 200 | 400 | 250 | 500
10509480 | TRANE | S9V2C100U4PS*** | 100000 | 96% | Yes | 100 | 200 | 200 | 400 | 200 | 400 | 250 | 500
10509481 | TRANE | S9V2C100U5PS*** | 100000 | 96% | Yes | 100 | 200 | 200 | 400 | 200 | 400 | 250 | 500
10509488 | TRANE | S9V2C100D4PS*** | 100000 | 96% | Yes | 100 | 200 | 200 | 400 | 200 | 400 | 250 | 500
10509489 | TRANE | S9V2C100D5PS*** | 100000 | 96% | Yes | 100 | 200 | 200 | 400 | 200 | 400 | 250 | 500
10591639 | TRANE | S9V2C100U4VS*** | 100000 | 97% | Yes | 100 | 200 | 200 | 400 | 200 | 400 | 250 | 500
10591642 | TRANE | S9V2C100D4VS*** | 100000 | 97% | Yes | 100 | 200 | 200 | 400 | 200 | 400 | 250 | 500
9962860 | TRANE | TUHMD120ACV5V** | 120000 | 97% | Yes | 100 | 200 | 200 | 400 | 200 | 400 | 250 | 500
10591640 | TRANE | S9V2D120U5VS*** | 120000 | 97% | Yes | 100 | 200 | 200 | 400 | 200 | 400 | 250 | 500
203909114 | TRANE | S9X2D120U5PSB** | 120000 | 96% | Yes | 100 | 200 | 200 | 400 | 200 | 400 | 250 | 500
203909119 | TRANE | S9X2D120D5PSB** | 120000 | 96% | Yes | 100 | 200 | 200 | 400 | 200 | 400 | 250 | 500
10509482 | TRANE | S9V2D120U5PS*** | 120000 | 96% | Yes | 100 | 200 | 200 | 400 | 200 | 400 | 250 | 500
10509490 | TRANE | S9V2D120D5PS*** | 120000 | 96% | Yes | 100 | 200 | 200 | 400 | 200 | 400 | 250 | 500
213737875 | TRANE | TDHMB060CCV3V** | 60000 | 95% | Yes | 100 | 200 | 150 | 300 | 200 | 400 | 250 | 500
213737876 | TRANE | TDHMB080CCV3V** | 80000 | 96% | Yes | 100 | 200 | 200 | 400 | 200 | 400 | 250 | 500
213737877 | TRANE | TDHMC100CCV4V** | 100000 | 96% | Yes | 100 | 200 | 200 | 400 | 200 | 400 | 250 | 500
213737878 | TRANE | TDHMD120CCV5V** | 120000 | 95% | Yes | 100 | 200 | 150 | 300 | 200 | 400 | 250 | 500
213737879 | TRANE | TUHMB060CCV3V** | 60000 | 97.3% | Yes | 100 | 200 | 200 | 400 | 200 | 400 | 250 | 500
213737880 | TRANE | TUHMB060CCV3V**-H | 60000 | 96.5% | Yes | 100 | 200 | 200 | 400 | 200 | 400 | 250 | 500
213737881 | TRANE | TUHMB080CCV3V** | 80000 | 97% | Yes | 100 | 200 | 200 | 400 | 200 | 400 | 250 | 500
213737882 | TRANE | TUHMB080CCV3V**-H | 80000 | 96.2% | Yes | 100 | 200 | 200 | 400 | 200 | 400 | 250 | 500
213737883 | TRANE | TUHMC100CCV4V** | 100000 | 96% | Yes | 100 | 200 | 200 | 400 | 200 | 400 | 250 | 500
213737884 | TRANE | TUHMC100CCV4V**-H | 100000 | 95.2% | Yes | 100 | 200 | 150 | 300 | 200 | 400 | 250 | 500
213737885 | TRANE | TUHMD120CCV5V** | 120000 | 97% | Yes | 100 | 200 | 200 | 400 | 200 | 400 | 250 | 500
213737886 | TRANE | TUHMD120CCV5V**-H | 120000 | 96.2% | Yes | 100 | 200 | 200 | 400 | 200 | 400 | 250 | 500
207769500 | TRANE | L9X1A050U3VSABA | 50000 | 95% | Yes | 100 | 200 | 150 | 300 | 200 | 400 | 250 | 500
207769501 | TRANE | L9X1C100U5VSABA | 100000 | 95% | Yes | 100 | 200 | 150 | 300 | 200 | 400 | 250 | 500
206229728 | TRANE | L9X1A050U3VSAAA | 50000 | 95% | Yes | 100 | 200 | 150 | 300 | 200 | 400 | 250 | 500
206229729 | TRANE | L9X1C100U5VSAAA | 100000 | 95% | Yes | 100 | 200 | 150 | 300 | 200 | 400 | 250 | 500
213684744 | TRANE | S9V2B060D3VS*** | 60000 | 97% | Yes | 100 | 200 | 200 | 400 | 200 | 400 | 250 | 500
207175364 | TRANE | L9X1B070U4VSA*A | 70000 | 95% | Yes | 100 | 200 | 150 | 300 | 200 | 400 | 250 | 500
212614225 | TUTTOKOOL | AGF96M060B3B | 60000 | 96% | Yes | 100 | 200 | 200 | 400 | 200 | 400 | 250 | 500
212614226 | TUTTOKOOL | AGF96M080B3B | 80000 | 96% | Yes | 100 | 200 | 200 | 400 | 200 | 400 | 250 | 500
212614227 | TUTTOKOOL | AGF96M080C4B | 80000 | 96% | Yes | 100 | 200 | 200 | 400 | 200 | 400 | 250 | 500
212614228 | TUTTOKOOL | AGF96M100C5B | 100000 | 96% | Yes | 100 | 200 | 200 | 400 | 200 | 400 | 250 | 500
212614229 | TUTTOKOOL | AGF96M100D5B | 100000 | 96% | Yes | 100 | 200 | 200 | 400 | 200 | 400 | 250 | 500
212614230 | TUTTOKOOL | AGF96M120D5B | 120000 | 96% | Yes | 100 | 200 | 200 | 400 | 200 | 400 | 250 | 500
6715470 | WEATHERKING | W92PA1001521MSA | 98000 | 92% | No | 100 | 200 | 0 | 0 | 100 | 200 | 250 | 500
6715466 | WEATHERKING | W92PA0401317MSA | 42000 | 92% | No | 100 | 200 | 0 | 0 | 100 | 200 | 250 | 500
6715472 | WEATHERKING | W95PA0401317MSA | 42000 | 95% | No | 100 | 200 | 0 | 0 | 100 | 200 | 250 | 500
7502126 | WEATHERKING | W96PA0402317MSA | 42000 | 96% | No | 100 | 200 | 0 | 0 | 100 | 200 | 250 | 500
6715467 | WEATHERKING | W92PA0601317MSA | 56000 | 92% | No | 100 | 200 | 0 | 0 | 100 | 200 | 250 | 500
6715484 | WEATHERKING | W96PA0602317MSA | 56000 | 96% | No | 100 | 200 | 0 | 0 | 100 | 200 | 250 | 500
6715471 | WEATHERKING | W92PA1151524MSA | 112000 | 92% | No | 100 | 200 | 0 | 0 | 100 | 200 | 250 | 500
6715473 | WEATHERKING | W95PA0601317MSA | 56000 | 95% | No | 100 | 200 | 0 | 0 | 100 | 200 | 250 | 500
6715474 | WEATHERKING | W95PA0701317MSA | 70000 | 95% | No | 100 | 200 | 0 | 0 | 100 | 200 | 250 | 500
6715468 | WEATHERKING | W92PA0701317MSA | 70000 | 92% | No | 100 | 200 | 0 | 0 | 100 | 200 | 250 | 500
6715485 | WEATHERKING | W96PA0702317MSA | 70000 | 96% | No | 100 | 200 | 0 | 0 | 100 | 200 | 250 | 500
6715475 | WEATHERKING | W95PA0851521MSA | 84000 | 95% | No | 100 | 200 | 0 | 0 | 100 | 200 | 250 | 500
6715486 | WEATHERKING | W96PA0852521MSA | 84000 | 95% | No | 100 | 200 | 0 | 0 | 100 | 200 | 250 | 500
6715469 | WEATHERKING | W92PA0851521MSA | 84000 | 92% | No | 100 | 200 | 0 | 0 | 100 | 200 | 250 | 500
6715476 | WEATHERKING | W95PA1001521MSA | 98000 | 95% | No | 100 | 200 | 0 | 0 | 100 | 200 | 250 | 500
6715487 | WEATHERKING | W96PA1002521MSA | 98000 | 95% | No | 100 | 200 | 0 | 0 | 100 | 200 | 250 | 500
6715477 | WEATHERKING | W95PA1151524MSA | 112000 | 95% | No | 100 | 200 | 0 | 0 | 100 | 200 | 250 | 500
7501308 | WEATHERKING | W96PA1152524MSA | 112000 | 96% | No | 100 | 200 | 0 | 0 | 100 | 200 | 250 | 500
9958621 | WEATHERKING | W92TA1151524MSA | 112000 | 92% | Yes | 100 | 200 | 100 | 200 | 200 | 400 | 250 | 500
9958601 | WEATHERKING | W92TA0401317MSA | 42000 | 92% | Yes | 100 | 200 | 100 | 200 | 200 | 400 | 250 | 500
9958617 | WEATHERKING | W92TA1001521MSA | 98000 | 92% | Yes | 100 | 200 | 100 | 200 | 200 | 400 | 250 | 500
9958605 | WEATHERKING | W92TA0601317MSA | 56000 | 92% | Yes | 100 | 200 | 100 | 200 | 200 | 400 | 250 | 500
9958609 | WEATHERKING | W92TA0701317MSA | 70000 | 92% | Yes | 100 | 200 | 100 | 200 | 200 | 400 | 250 | 500
9958613 | WEATHERKING | W92TA0851521MSA | 84000 | 92% | Yes | 100 | 200 | 100 | 200 | 200 | 400 | 250 | 500
8934609 | WEATHERKING | W95TC0401317MSA | 42000 | 95% | Yes | 100 | 200 | 150 | 300 | 200 | 400 | 250 | 500
8934613 | WEATHERKING | W95TC0601317MSA | 56000 | 95% | Yes | 100 | 200 | 150 | 300 | 200 | 400 | 250 | 500
203261702 | WEATHERKING | W95TC0701521MSA | 70000 | 95% | Yes | 100 | 200 | 150 | 300 | 200 | 400 | 250 | 500
8934617 | WEATHERKING | W95TC0701317MSA | 70000 | 95% | Yes | 100 | 200 | 150 | 300 | 200 | 400 | 250 | 500
8934621 | WEATHERKING | W95TC0851521MSA | 84000 | 95% | Yes | 100 | 200 | 150 | 300 | 200 | 400 | 250 | 500
8934625 | WEATHERKING | W95TC1001521MSA | 98000 | 95% | Yes | 100 | 200 | 150 | 300 | 200 | 400 | 250 | 500
8934629 | WEATHERKING | W95TC1151524MSA | 112000 | 95% | Yes | 100 | 200 | 150 | 300 | 200 | 400 | 250 | 500
9950843 | WEATHERKING | W96TA0402317MSA | 42000 | 96% | Yes | 100 | 200 | 200 | 400 | 200 | 400 | 250 | 500
9950847 | WEATHERKING | W96TA0602317MSA | 56000 | 96% | Yes | 100 | 200 | 200 | 400 | 200 | 400 | 250 | 500
203261707 | WEATHERKING | W96TA0702521MSA | 70000 | 96% | Yes | 100 | 200 | 200 | 400 | 200 | 400 | 250 | 500
9950851 | WEATHERKING | W96TA0702317MSA | 70000 | 96% | Yes | 100 | 200 | 200 | 400 | 200 | 400 | 250 | 500
9950855 | WEATHERKING | W96TA0852521MSA | 84000 | 96% | Yes | 100 | 200 | 200 | 400 | 200 | 400 | 250 | 500
9950859 | WEATHERKING | W96TA1002521MSA | 98000 | 96% | Yes | 100 | 200 | 200 | 400 | 200 | 400 | 250 | 500
9950863 | WEATHERKING | W96TA1152524MSA | 112000 | 96% | Yes | 100 | 200 | 200 | 400 | 200 | 400 | 250 | 500
212921455 | WEATHERKING | W951W0403A17UHUBAS | 42000 | 95% | Yes | 100 | 200 | 150 | 300 | 200 | 400 | 250 | 500
212921456 | WEATHERKING | W951W0603A17UHUBAS | 56000 | 95% | Yes | 100 | 200 | 150 | 300 | 200 | 400 | 250 | 500
212921457 | WEATHERKING | W951W1005A21UHUBAS | 95000 | 95% | Yes | 100 | 200 | 150 | 300 | 200 | 400 | 250 | 500
208663461 | WEATHERKING | W921T0403A17M4 | 42000 | 92% | Yes | 100 | 200 | 100 | 200 | 200 | 400 | 250 | 500
208663462 | WEATHERKING | W921T0603A17M4 | 56000 | 92% | Yes | 100 | 200 | 100 | 200 | 200 | 400 | 250 | 500
208663463 | WEATHERKING | W921T0703A17M4 | 70000 | 92% | Yes | 100 | 200 | 100 | 200 | 200 | 400 | 250 | 500
208663464 | WEATHERKING | W921T0705A21M4 | 70000 | 92% | Yes | 100 | 200 | 100 | 200 | 200 | 400 | 250 | 500
208663465 | WEATHERKING | W921T0855A21M4 | 84000 | 92% | Yes | 100 | 200 | 100 | 200 | 200 | 400 | 250 | 500
208663466 | WEATHERKING | W921T1005A21M4 | 98000 | 92% | Yes | 100 | 200 | 100 | 200 | 200 | 400 | 250 | 500
208663467 | WEATHERKING | W921T1155A24M4 | 112000 | 92% | Yes | 100 | 200 | 100 | 200 | 200 | 400 | 250 | 500
208243375 | WEATHERKING | W962W0403A17M4S | 42000 | 96% | Yes | 100 | 200 | 200 | 400 | 200 | 400 | 250 | 500
208243376 | WEATHERKING | W962W0603A17M4S | 56000 | 96% | Yes | 100 | 200 | 200 | 400 | 200 | 400 | 250 | 500
208243377 | WEATHERKING | W962W0703A17M4S | 70000 | 96% | Yes | 100 | 200 | 200 | 400 | 200 | 400 | 250 | 500
208243378 | WEATHERKING | W962W0705A21M4S | 70000 | 96% | Yes | 100 | 200 | 200 | 400 | 200 | 400 | 250 | 500
208243379 | WEATHERKING | W962W0855A21M4S | 84000 | 96% | Yes | 100 | 200 | 200 | 400 | 200 | 400 | 250 | 500
208243380 | WEATHERKING | W962W1005A21M4S | 98000 | 96% | Yes | 100 | 200 | 200 | 400 | 200 | 400 | 250 | 500
208243381 | WEATHERKING | W962W1155A24M4S | 112000 | 96% | Yes | 100 | 200 | 200 | 400 | 200 | 400 | 250 | 500
208770567 | WEATHERKING | W921W0403A17M4 | 42000 | 92% | Yes | 100 | 200 | 100 | 200 | 200 | 400 | 250 | 500
208770568 | WEATHERKING | W921W0603A17M4 | 56000 | 92% | Yes | 100 | 200 | 100 | 200 | 200 | 400 | 250 | 500
208770569 | WEATHERKING | W921W0703A17M4 | 70000 | 92% | Yes | 100 | 200 | 100 | 200 | 200 | 400 | 250 | 500
208770570 | WEATHERKING | W921W0705A21M4 | 70000 | 92% | Yes | 100 | 200 | 100 | 200 | 200 | 400 | 250 | 500
208770571 | WEATHERKING | W921W0855A21M4 | 84000 | 92% | Yes | 100 | 200 | 100 | 200 | 200 | 400 | 250 | 500
208770572 | WEATHERKING | W921W1005A21M4 | 98000 | 92% | Yes | 100 | 200 | 100 | 200 | 200 | 400 | 250 | 500
208770573 | WEATHERKING | W921W1155A24M4 | 112000 | 92% | Yes | 100 | 200 | 100 | 200 | 200 | 400 | 250 | 500
208770574 | WEATHERKING | W951W0403A17M4 | 42000 | 95% | Yes | 100 | 200 | 150 | 300 | 200 | 400 | 250 | 500
208770575 | WEATHERKING | W951W0603A17M4 | 56000 | 95% | Yes | 100 | 200 | 150 | 300 | 200 | 400 | 250 | 500
208770576 | WEATHERKING | W951W0703A17M4 | 70000 | 95% | Yes | 100 | 200 | 150 | 300 | 200 | 400 | 250 | 500
208770577 | WEATHERKING | W951W0705A21M4 | 70000 | 95% | Yes | 100 | 200 | 150 | 300 | 200 | 400 | 250 | 500
208770578 | WEATHERKING | W951W0855A21M4 | 84000 | 95% | Yes | 100 | 200 | 150 | 300 | 200 | 400 | 250 | 500
208663427 | WEATHERKING | W951T0403A17M4 | 42000 | 95% | Yes | 100 | 200 | 150 | 300 | 200 | 400 | 250 | 500
208663428 | WEATHERKING | W951T0603A17M4 | 56000 | 95% | Yes | 100 | 200 | 150 | 300 | 200 | 400 | 250 | 500
208663429 | WEATHERKING | W951T0703A17M4 | 70000 | 95% | Yes | 100 | 200 | 150 | 300 | 200 | 400 | 250 | 500
208663430 | WEATHERKING | W951T0705A21M4 | 70000 | 95% | Yes | 100 | 200 | 150 | 300 | 200 | 400 | 250 | 500
208663431 | WEATHERKING | W951T0855A21M4 | 84000 | 95% | Yes | 100 | 200 | 150 | 300 | 200 | 400 | 250 | 500
208663432 | WEATHERKING | W951T1005A21M4 | 98000 | 95% | Yes | 100 | 200 | 150 | 300 | 200 | 400 | 250 | 500
208663354 | WEATHERKING | W951T1155A24M4 | 112000 | 95% | Yes | 100 | 200 | 150 | 300 | 200 | 400 | 250 | 500
208770579 | WEATHERKING | W951W1005A21M4 | 98000 | 95% | Yes | 100 | 200 | 150 | 300 | 200 | 400 | 250 | 500
208770580 | WEATHERKING | W951W1155A24M4 | 112000 | 95% | Yes | 100 | 200 | 150 | 300 | 200 | 400 | 250 | 500
213927534 | WEATHERKING | W951W0705A21UHUBAS | 70000 | 95% | Yes | 100 | 200 | 150 | 300 | 200 | 400 | 250 | 500
205411557 | WEATHERMAKER | PG92ESAA30040A | 40000 | 92.1% | Yes | 100 | 200 | 100 | 200 | 200 | 400 | 250 | 500
205411558 | WEATHERMAKER | PG92ESAA30040A* | 40000 | 92.1% | Yes | 100 | 200 | 100 | 200 | 200 | 400 | 250 | 500
205411559 | WEATHERMAKER | PG92ESAA36040B | 40000 | 92.1% | Yes | 100 | 200 | 100 | 200 | 200 | 400 | 250 | 500
205411560 | WEATHERMAKER | PG92ESAA36040B* | 40000 | 92.1% | Yes | 100 | 200 | 100 | 200 | 200 | 400 | 250 | 500
205411567 | WEATHERMAKER | PG92ESAA60080C | 80000 | 92.1% | Yes | 100 | 200 | 100 | 200 | 200 | 400 | 250 | 500
205411568 | WEATHERMAKER | PG92ESAA60080C* | 80000 | 92.1% | Yes | 100 | 200 | 100 | 200 | 200 | 400 | 250 | 500
205411564 | WEATHERMAKER | PG92ESAA42060B* | 60000 | 92.1% | Yes | 100 | 200 | 100 | 200 | 200 | 400 | 250 | 500
205411561 | WEATHERMAKER | PG92ESAA36060A | 60000 | 92.1% | Yes | 100 | 200 | 100 | 200 | 200 | 400 | 250 | 500
205411562 | WEATHERMAKER | PG92ESAA36060A* | 60000 | 92.1% | Yes | 100 | 200 | 100 | 200 | 200 | 400 | 250 | 500
205411563 | WEATHERMAKER | PG92ESAA42060B | 60000 | 92.1% | Yes | 100 | 200 | 100 | 200 | 200 | 400 | 250 | 500
205411565 | WEATHERMAKER | PG92ESAA48080B | 80000 | 92.1% | Yes | 100 | 200 | 100 | 200 | 200 | 400 | 250 | 500
205411566 | WEATHERMAKER | PG92ESAA48080B* | 80000 | 92.1% | Yes | 100 | 200 | 100 | 200 | 200 | 400 | 250 | 500
205411569 | WEATHERMAKER | PG92ESAA60100C | 100000 | 92.1% | Yes | 100 | 200 | 100 | 200 | 200 | 400 | 250 | 500
205411570 | WEATHERMAKER | PG92ESAA60100C* | 100000 | 92.1% | Yes | 100 | 200 | 100 | 200 | 200 | 400 | 250 | 500
205411571 | WEATHERMAKER | PG92ESAA60120D | 120000 | 92.1% | Yes | 100 | 200 | 100 | 200 | 200 | 400 | 250 | 500
205411572 | WEATHERMAKER | PG92ESAA60120D* | 120000 | 92.1% | Yes | 100 | 200 | 100 | 200 | 200 | 400 | 250 | 500
205411574 | WEATHERMAKER | PG95ESAA30026A*D | 26000 | 95% | Yes | 100 | 200 | 150 | 300 | 200 | 400 | 250 | 500
205411577 | WEATHERMAKER | PG95ESAA30040A**D | 40000 | 95% | Yes | 100 | 200 | 150 | 300 | 200 | 400 | 250 | 500
205411578 | WEATHERMAKER | PG95ESAA30040A*D | 40000 | 95% | Yes | 100 | 200 | 150 | 300 | 200 | 400 | 250 | 500
205411581 | WEATHERMAKER | PG95ESAA36040B**D | 40000 | 95% | Yes | 100 | 200 | 150 | 300 | 200 | 400 | 250 | 500
205411582 | WEATHERMAKER | PG95ESAA36040B*D | 40000 | 95% | Yes | 100 | 200 | 150 | 300 | 200 | 400 | 250 | 500
205411613 | WEATHERMAKER | PG96VTAA30040A*D | 40000 | 95% | Yes | 100 | 200 | 150 | 300 | 200 | 400 | 250 | 500
205411615 | WEATHERMAKER | PG96VTAA36040B*D | 40000 | 95% | Yes | 100 | 200 | 150 | 300 | 200 | 400 | 250 | 500
205411583 | WEATHERMAKER | PG95ESAA36060A | 60000 | 95% | Yes | 100 | 200 | 150 | 300 | 200 | 400 | 250 | 500
205411585 | WEATHERMAKER | PG95ESAA36060A**D | 60000 | 95% | Yes | 100 | 200 | 150 | 300 | 200 | 400 | 250 | 500
205411586 | WEATHERMAKER | PG95ESAA36060A*D | 60000 | 95% | Yes | 100 | 200 | 150 | 300 | 200 | 400 | 250 | 500
205411589 | WEATHERMAKER | PG95ESAA42060B**D | 60000 | 95% | Yes | 100 | 200 | 150 | 300 | 200 | 400 | 250 | 500
205411590 | WEATHERMAKER | PG95ESAA42060B*D | 60000 | 95% | Yes | 100 | 200 | 150 | 300 | 200 | 400 | 250 | 500
205411609 | WEATHERMAKER | PG95ESUA48060B | 60000 | 95% | Yes | 100 | 200 | 150 | 300 | 200 | 400 | 250 | 500
205411616 | WEATHERMAKER | PG96VTAA36060A | 60000 | 95% | Yes | 100 | 200 | 150 | 300 | 200 | 400 | 250 | 500
205411617 | WEATHERMAKER | PG96VTAA36060A*D | 60000 | 95% | Yes | 100 | 200 | 150 | 300 | 200 | 400 | 250 | 500
205411619 | WEATHERMAKER | PG96VTAA42060B*D | 60000 | 95% | Yes | 100 | 200 | 150 | 300 | 200 | 400 | 250 | 500
205411584 | WEATHERMAKER | PG95ESAA36060A* | 60000 | 95% | Yes | 100 | 200 | 150 | 300 | 200 | 400 | 250 | 500
205411593 | WEATHERMAKER | PG95ESAA48080B**D | 80000 | 95% | Yes | 100 | 200 | 150 | 300 | 200 | 400 | 250 | 500
205411594 | WEATHERMAKER | PG95ESAA48080B*D | 80000 | 95% | Yes | 100 | 200 | 150 | 300 | 200 | 400 | 250 | 500
205411597 | WEATHERMAKER | PG95ESAA60080C**D | 80000 | 95% | Yes | 100 | 200 | 150 | 300 | 200 | 400 | 250 | 500
205411598 | WEATHERMAKER | PG95ESAA60080C*D | 80000 | 95% | Yes | 100 | 200 | 150 | 300 | 200 | 400 | 250 | 500
205411610 | WEATHERMAKER | PG95ESUA60080C | 80000 | 95% | Yes | 100 | 200 | 150 | 300 | 200 | 400 | 250 | 500
205411621 | WEATHERMAKER | PG96VTAA48080B*D | 80000 | 95% | Yes | 100 | 200 | 150 | 300 | 200 | 400 | 250 | 500
205411623 | WEATHERMAKER | PG96VTAA60080C*D | 80000 | 95% | Yes | 100 | 200 | 150 | 300 | 200 | 400 | 250 | 500
205411601 | WEATHERMAKER | PG95ESAA60100C**D | 100000 | 95% | Yes | 100 | 200 | 150 | 300 | 200 | 400 | 250 | 500
205411602 | WEATHERMAKER | PG95ESAA60100C*D | 100000 | 95% | Yes | 100 | 200 | 150 | 300 | 200 | 400 | 250 | 500
205411611 | WEATHERMAKER | PG95ESUA60100C | 100000 | 95% | Yes | 100 | 200 | 150 | 300 | 200 | 400 | 250 | 500
205411625 | WEATHERMAKER | PG96VTAA60100C*D | 100000 | 95% | Yes | 100 | 200 | 150 | 300 | 200 | 400 | 250 | 500
205411605 | WEATHERMAKER | PG95ESAA66120D**D | 120000 | 95% | Yes | 100 | 200 | 150 | 300 | 200 | 400 | 250 | 500
205411606 | WEATHERMAKER | PG95ESAA66120D*D | 120000 | 95% | Yes | 100 | 200 | 150 | 300 | 200 | 400 | 250 | 500
205411627 | WEATHERMAKER | PG96VTAA66120D*D | 120000 | 95% | Yes | 100 | 200 | 150 | 300 | 200 | 400 | 250 | 500
205411607 | WEATHERMAKER | PG95ESAA66140D | 140000 | 95% | Yes | 100 | 200 | 150 | 300 | 200 | 400 | 250 | 500
205411608 | WEATHERMAKER | PG95ESAA66140D*D | 140000 | 95% | Yes | 100 | 200 | 150 | 300 | 200 | 400 | 250 | 500
205411573 | WEATHERMAKER | PG95ESAA30026A | 26000 | 96% | Yes | 100 | 200 | 200 | 400 | 200 | 400 | 250 | 500
205411588 | WEATHERMAKER | PG95ESAA42060B* | 60000 | 96% | Yes | 100 | 200 | 200 | 400 | 200 | 400 | 250 | 500
205411618 | WEATHERMAKER | PG96VTAA42060B | 60000 | 96% | Yes | 100 | 200 | 200 | 400 | 200 | 400 | 250 | 500
205411587 | WEATHERMAKER | PG95ESAA42060B | 60000 | 96% | Yes | 100 | 200 | 200 | 400 | 200 | 400 | 250 | 500
205411575 | WEATHERMAKER | PG95ESAA30040A | 40000 | 96% | Yes | 100 | 200 | 200 | 400 | 200 | 400 | 250 | 500
205411576 | WEATHERMAKER | PG95ESAA30040A* | 40000 | 96% | Yes | 100 | 200 | 200 | 400 | 200 | 400 | 250 | 500
205411579 | WEATHERMAKER | PG95ESAA36040B | 40000 | 96% | Yes | 100 | 200 | 200 | 400 | 200 | 400 | 250 | 500
205411580 | WEATHERMAKER | PG95ESAA36040B* | 40000 | 96% | Yes | 100 | 200 | 200 | 400 | 200 | 400 | 250 | 500
205411612 | WEATHERMAKER | PG96VTAA30040A | 40000 | 96% | Yes | 100 | 200 | 200 | 400 | 200 | 400 | 250 | 500
205411614 | WEATHERMAKER | PG96VTAA36040B | 40000 | 96% | Yes | 100 | 200 | 200 | 400 | 200 | 400 | 250 | 500
205411591 | WEATHERMAKER | PG95ESAA48080B | 80000 | 96% | Yes | 100 | 200 | 200 | 400 | 200 | 400 | 250 | 500
205411592 | WEATHERMAKER | PG95ESAA48080B* | 80000 | 96% | Yes | 100 | 200 | 200 | 400 | 200 | 400 | 250 | 500
205411595 | WEATHERMAKER | PG95ESAA60080C | 80000 | 96% | Yes | 100 | 200 | 200 | 400 | 200 | 400 | 250 | 500
205411596 | WEATHERMAKER | PG95ESAA60080C* | 80000 | 96% | Yes | 100 | 200 | 200 | 400 | 200 | 400 | 250 | 500
205411620 | WEATHERMAKER | PG96VTAA48080B | 80000 | 96% | Yes | 100 | 200 | 200 | 400 | 200 | 400 | 250 | 500
205411622 | WEATHERMAKER | PG96VTAA60080C | 80000 | 96% | Yes | 100 | 200 | 200 | 400 | 200 | 400 | 250 | 500
205411599 | WEATHERMAKER | PG95ESAA60100C | 100000 | 96% | Yes | 100 | 200 | 200 | 400 | 200 | 400 | 250 | 500
205411600 | WEATHERMAKER | PG95ESAA60100C* | 100000 | 96% | Yes | 100 | 200 | 200 | 400 | 200 | 400 | 250 | 500
205411624 | WEATHERMAKER | PG96VTAA60100C | 100000 | 96% | Yes | 100 | 200 | 200 | 400 | 200 | 400 | 250 | 500
205411603 | WEATHERMAKER | PG95ESAA66120D | 120000 | 96% | Yes | 100 | 200 | 200 | 400 | 200 | 400 | 250 | 500
205411604 | WEATHERMAKER | PG95ESAA66120D* | 120000 | 96% | Yes | 100 | 200 | 200 | 400 | 200 | 400 | 250 | 500
205411626 | WEATHERMAKER | PG96VTAA66120D | 120000 | 96% | Yes | 100 | 200 | 200 | 400 | 200 | 400 | 250 | 500
211779034 | WEATHERMAKER | PG92MSAA60120D | 120000 | 92.1% | Yes | 100 | 200 | 100 | 200 | 200 | 400 | 250 | 500
211779036 | WEATHERMAKER | PG92MSAA60120D* | 120000 | 92.1% | Yes | 100 | 200 | 100 | 200 | 200 | 400 | 250 | 500
212595235 | WEATHERMAKER | PG96VTAB48080B | 80000 | 96.2% | Yes | 100 | 200 | 200 | 400 | 200 | 400 | 250 | 500
212595237 | WEATHERMAKER | PG96VTAB48080B*D | 80000 | 95% | Yes | 100 | 200 | 150 | 300 | 200 | 400 | 250 | 500
212595239 | WEATHERMAKER | PG96VTAB60080C | 80000 | 96.7% | Yes | 100 | 200 | 200 | 400 | 200 | 400 | 250 | 500
212595241 | WEATHERMAKER | PG96VTAB60080C*D | 80000 | 95% | Yes | 100 | 200 | 150 | 300 | 200 | 400 | 250 | 500
212595125 | WEATHERMAKER | PG96VTAB36060A | 60000 | 95% | Yes | 100 | 200 | 150 | 300 | 200 | 400 | 250 | 500
212595127 | WEATHERMAKER | PG96VTAB36060A*D | 60000 | 95% | Yes | 100 | 200 | 150 | 300 | 200 | 400 | 250 | 500
212595129 | WEATHERMAKER | PG96VTAB48060B | 60000 | 96.3% | Yes | 100 | 200 | 200 | 400 | 200 | 400 | 250 | 500
212595131 | WEATHERMAKER | PG96VTAB48060B*D | 60000 | 95% | Yes | 100 | 200 | 150 | 300 | 200 | 400 | 250 | 500
211781278 | WEATHERMAKER | N95MSU0401712A | 40000 | 95% | Yes | 100 | 200 | 150 | 300 | 200 | 400 | 250 | 500
212595383 | WEATHERMAKER | PG96VTAB66120D | 120000 | 96.7% | Yes | 100 | 200 | 200 | 400 | 200 | 400 | 250 | 500
212595385 | WEATHERMAKER | PG96VTAB66120D*D | 120000 | 95% | Yes | 100 | 200 | 150 | 300 | 200 | 400 | 250 | 500
205645650 | WEATHERMAKER | N95ESU0401712A | 40000 | 95% | Yes | 100 | 200 | 150 | 300 | 200 | 400 | 250 | 500
212595015 | WEATHERMAKER | PG96VTAB30040A | 40000 | 96% | Yes | 100 | 200 | 200 | 400 | 200 | 400 | 250 | 500
212595017 | WEATHERMAKER | PG96VTAB30040A*D | 40000 | 95% | Yes | 100 | 200 | 150 | 300 | 200 | 400 | 250 | 500
212595019 | WEATHERMAKER | PG96VTAB36040B | 40000 | 96% | Yes | 100 | 200 | 200 | 400 | 200 | 400 | 250 | 500
212595021 | WEATHERMAKER | PG96VTAB36040B*D | 40000 | 95% | Yes | 100 | 200 | 150 | 300 | 200 | 400 | 250 | 500
212595323 | WEATHERMAKER | PG96VTAB60100C | 100000 | 96.1% | Yes | 100 | 200 | 200 | 400 | 200 | 400 | 250 | 500
212595325 | WEATHERMAKER | PG96VTAB60100C*D | 100000 | 95% | Yes | 100 | 200 | 150 | 300 | 200 | 400 | 250 | 500
211779006 | WEATHERMAKER | PG92MSAA36040A | 40000 | 92.1% | Yes | 100 | 200 | 100 | 200 | 200 | 400 | 250 | 500
211779008 | WEATHERMAKER | PG92MSAA36040A* | 40000 | 92.1% | Yes | 100 | 200 | 100 | 200 | 200 | 400 | 250 | 500
211779010 | WEATHERMAKER | PG92MSAA36040B | 40000 | 92.1% | Yes | 100 | 200 | 100 | 200 | 200 | 400 | 250 | 500
211779012 | WEATHERMAKER | PG92MSAA36040B* | 40000 | 92.1% | Yes | 100 | 200 | 100 | 200 | 200 | 400 | 250 | 500
211779014 | WEATHERMAKER | PG92MSAA36060A | 60000 | 92.1% | Yes | 100 | 200 | 100 | 200 | 200 | 400 | 250 | 500
211779016 | WEATHERMAKER | PG92MSAA36060A* | 60000 | 92.1% | Yes | 100 | 200 | 100 | 200 | 200 | 400 | 250 | 500
211779018 | WEATHERMAKER | PG92MSAA42060B | 60000 | 92.1% | Yes | 100 | 200 | 100 | 200 | 200 | 400 | 250 | 500
211779020 | WEATHERMAKER | PG92MSAA42060B* | 60000 | 92.1% | Yes | 100 | 200 | 100 | 200 | 200 | 400 | 250 | 500
211779022 | WEATHERMAKER | PG92MSAA48080B | 80000 | 92.1% | Yes | 100 | 200 | 100 | 200 | 200 | 400 | 250 | 500
211779024 | WEATHERMAKER | PG92MSAA48080B* | 80000 | 92.1% | Yes | 100 | 200 | 100 | 200 | 200 | 400 | 250 | 500
211779026 | WEATHERMAKER | PG92MSAA60080C | 80000 | 92.1% | Yes | 100 | 200 | 100 | 200 | 200 | 400 | 250 | 500
211779028 | WEATHERMAKER | PG92MSAA60080C* | 80000 | 92.1% | Yes | 100 | 200 | 100 | 200 | 200 | 400 | 250 | 500
211779030 | WEATHERMAKER | PG92MSAA60100C | 100000 | 92.1% | Yes | 100 | 200 | 100 | 200 | 200 | 400 | 250 | 500
211779032 | WEATHERMAKER | PG92MSAA60100C* | 100000 | 92.1% | Yes | 100 | 200 | 100 | 200 | 200 | 400 | 250 | 500
211780748 | WEATHERMAKER | PG96MSAA48080B | 80000 | 97% | Yes | 100 | 200 | 200 | 400 | 200 | 400 | 250 | 500
211780750 | WEATHERMAKER | PG96MSAA48080B* | 80000 | 97% | Yes | 100 | 200 | 200 | 400 | 200 | 400 | 250 | 500
211779531 | WEATHERMAKER | PG96MSAA48060B | 60000 | 97% | Yes | 100 | 200 | 200 | 400 | 200 | 400 | 250 | 500
211779533 | WEATHERMAKER | PG96MSAA48060B* | 60000 | 97% | Yes | 100 | 200 | 200 | 400 | 200 | 400 | 250 | 500
211779535 | WEATHERMAKER | PG96MSAA48060B**D | 60000 | 95% | Yes | 100 | 200 | 150 | 300 | 200 | 400 | 250 | 500
211779538 | WEATHERMAKER | PG96MSAA48060B*D | 60000 | 95% | Yes | 100 | 200 | 150 | 300 | 200 | 400 | 250 | 500
211779540 | WEATHERMAKER | PG96MSAA48080B**D | 80000 | 95% | Yes | 100 | 200 | 150 | 300 | 200 | 400 | 250 | 500
211779543 | WEATHERMAKER | PG96MSAA48080B*D | 80000 | 95% | Yes | 100 | 200 | 150 | 300 | 200 | 400 | 250 | 500
211779546 | WEATHERMAKER | PG96MSAA60080C | 80000 | 97% | Yes | 100 | 200 | 200 | 400 | 200 | 400 | 250 | 500
211779548 | WEATHERMAKER | PG96MSAA60080C* | 80000 | 97% | Yes | 100 | 200 | 200 | 400 | 200 | 400 | 250 | 500
211779550 | WEATHERMAKER | PG96MSAA60080C**D | 80000 | 95% | Yes | 100 | 200 | 150 | 300 | 200 | 400 | 250 | 500
211779553 | WEATHERMAKER | PG96MSAA60080C*D | 80000 | 95% | Yes | 100 | 200 | 150 | 300 | 200 | 400 | 250 | 500
211779556 | WEATHERMAKER | PG96MSAA60100C | 100000 | 96.3% | Yes | 100 | 200 | 200 | 400 | 200 | 400 | 250 | 500
211779558 | WEATHERMAKER | PG96MSAA60100C* | 100000 | 96.3% | Yes | 100 | 200 | 200 | 400 | 200 | 400 | 250 | 500
211779560 | WEATHERMAKER | PG96MSAA60100C**D | 100000 | 95% | Yes | 100 | 200 | 150 | 300 | 200 | 400 | 250 | 500
211779563 | WEATHERMAKER | PG96MSAA60100C*D | 100000 | 95% | Yes | 100 | 200 | 150 | 300 | 200 | 400 | 250 | 500
211779566 | WEATHERMAKER | PG96MSAA66120D | 120000 | 96.1% | Yes | 100 | 200 | 200 | 400 | 200 | 400 | 250 | 500
211779568 | WEATHERMAKER | PG96MSAA66120D* | 120000 | 96.1% | Yes | 100 | 200 | 200 | 400 | 200 | 400 | 250 | 500
211779570 | WEATHERMAKER | PG96MSAA66120D**D | 120000 | 95% | Yes | 100 | 200 | 150 | 300 | 200 | 400 | 250 | 500
211779573 | WEATHERMAKER | PG96MSAA66120D*D | 120000 | 95% | Yes | 100 | 200 | 150 | 300 | 200 | 400 | 250 | 500
211779495 | WEATHERMAKER | PG96MSAA30026A | 26000 | 96% | Yes | 100 | 200 | 200 | 400 | 200 | 400 | 250 | 500
211779498 | WEATHERMAKER | PG96MSAA30026A*D | 26000 | 95% | Yes | 100 | 200 | 150 | 300 | 200 | 400 | 250 | 500
211779501 | WEATHERMAKER | PG96MSAA30040A | 40000 | 96% | Yes | 100 | 200 | 200 | 400 | 200 | 400 | 250 | 500
211779503 | WEATHERMAKER | PG96MSAA30040A* | 40000 | 96% | Yes | 100 | 200 | 200 | 400 | 200 | 400 | 250 | 500
211779505 | WEATHERMAKER | PG96MSAA30040A**D | 40000 | 95% | Yes | 100 | 200 | 150 | 300 | 200 | 400 | 250 | 500
211779508 | WEATHERMAKER | PG96MSAA30040A*D | 40000 | 95% | Yes | 100 | 200 | 150 | 300 | 200 | 400 | 250 | 500
211779511 | WEATHERMAKER | PG96MSAA36040B | 40000 | 96.7% | Yes | 100 | 200 | 200 | 400 | 200 | 400 | 250 | 500
211779513 | WEATHERMAKER | PG96MSAA36040B* | 40000 | 96.7% | Yes | 100 | 200 | 200 | 400 | 200 | 400 | 250 | 500
211779515 | WEATHERMAKER | PG96MSAA36040B**D | 40000 | 95% | Yes | 100 | 200 | 150 | 300 | 200 | 400 | 250 | 500
211779518 | WEATHERMAKER | PG96MSAA36040B*D | 40000 | 95% | Yes | 100 | 200 | 150 | 300 | 200 | 400 | 250 | 500
211779521 | WEATHERMAKER | PG96MSAA36060A | 60000 | 95% | Yes | 100 | 200 | 150 | 300 | 200 | 400 | 250 | 500
211779523 | WEATHERMAKER | PG96MSAA36060A* | 60000 | 95% | Yes | 100 | 200 | 150 | 300 | 200 | 400 | 250 | 500
211779525 | WEATHERMAKER | PG96MSAA36060A**D | 60000 | 95% | Yes | 100 | 200 | 150 | 300 | 200 | 400 | 250 | 500
211779528 | WEATHERMAKER | PG96MSAA36060A*D | 60000 | 95% | Yes | 100 | 200 | 150 | 300 | 200 | 400 | 250 | 500
211781328 | WEATHERMAKER | PG95MSUA48060B | 60000 | 95% | Yes | 100 | 200 | 150 | 300 | 200 | 400 | 250 | 500
211781330 | WEATHERMAKER | PG95MSUA60080C | 80000 | 95% | Yes | 100 | 200 | 150 | 300 | 200 | 400 | 250 | 500
211781332 | WEATHERMAKER | PG95MSUA60100C | 100000 | 95% | Yes | 100 | 200 | 150 | 300 | 200 | 400 | 250 | 500
211779576 | WEATHERMAKER | PG96MSAA66140D | 140000 | 95% | Yes | 100 | 200 | 150 | 300 | 200 | 400 | 250 | 500
211779579 | WEATHERMAKER | PG96MSAA66140D*D | 140000 | 95% | Yes | 100 | 200 | 150 | 300 | 200 | 400 | 250 | 500
2008582 | YORK BY JOHNSON CONTROLS | TG9S130D20MP11 | 130000 | 95.5% | No | 100 | 200 | 0 | 0 | 100 | 200 | 250 | 500
2008578 | YORK BY JOHNSON CONTROLS | TG9S040A08MP11 | 40000 | 95.5% | No | 100 | 200 | 0 | 0 | 100 | 200 | 250 | 500
2008573 | YORK BY JOHNSON CONTROLS | TG9S060A10MP11 | 60000 | 95.5% | No | 100 | 200 | 0 | 0 | 100 | 200 | 250 | 500
2008579 | YORK BY JOHNSON CONTROLS | TG9S060B12MP11 | 60000 | 95.5% | No | 100 | 200 | 0 | 0 | 100 | 200 | 250 | 500
2008782 | YORK BY JOHNSON CONTROLS | MG9S060B12MP11 | 60000 | 95.5% | No | 100 | 200 | 0 | 0 | 100 | 200 | 250 | 500
2008685 | YORK BY JOHNSON CONTROLS | TM9T060B12MP11 | 60000 | 96% | No | 100 | 200 | 0 | 0 | 100 | 200 | 250 | 500
2008572 | YORK BY JOHNSON CONTROLS | TG9S080B12MP11 | 80000 | 95.5% | No | 100 | 200 | 0 | 0 | 100 | 200 | 250 | 500
2008575 | YORK BY JOHNSON CONTROLS | TG9S080C16MP11 | 80000 | 95.5% | No | 100 | 200 | 0 | 0 | 100 | 200 | 250 | 500
2008580 | YORK BY JOHNSON CONTROLS | TG9S080C22MP11 | 80000 | 95.5% | No | 100 | 200 | 0 | 0 | 100 | 200 | 250 | 500
2008784 | YORK BY JOHNSON CONTROLS | MG9S080B12MP11 | 80000 | 95.5% | No | 100 | 200 | 0 | 0 | 100 | 200 | 250 | 500
2008785 | YORK BY JOHNSON CONTROLS | MG9S080C16MP11 | 80000 | 95.5% | No | 100 | 200 | 0 | 0 | 100 | 200 | 250 | 500
2008687 | YORK BY JOHNSON CONTROLS | TM9T080C16MP11 | 80000 | 96% | No | 100 | 200 | 0 | 0 | 100 | 200 | 250 | 500
2008688 | YORK BY JOHNSON CONTROLS | TM9T080B12MP11 | 80000 | 96% | No | 100 | 200 | 0 | 0 | 100 | 200 | 250 | 500
2008574 | YORK BY JOHNSON CONTROLS | TG9S100C16MP11 | 100000 | 95.5% | No | 100 | 200 | 0 | 0 | 100 | 200 | 250 | 500
2008581 | YORK BY JOHNSON CONTROLS | TG9S100C20MP11 | 100000 | 95.5% | No | 100 | 200 | 0 | 0 | 100 | 200 | 250 | 500
2008780 | YORK BY JOHNSON CONTROLS | MG9S100C20MP11 | 100000 | 95.5% | No | 100 | 200 | 0 | 0 | 100 | 200 | 250 | 500
2008686 | YORK BY JOHNSON CONTROLS | TM9T100C20MP11 | 100000 | 96% | No | 100 | 200 | 0 | 0 | 100 | 200 | 250 | 500
2008690 | YORK BY JOHNSON CONTROLS | TM9T100C16MP11 | 100000 | 96% | No | 100 | 200 | 0 | 0 | 100 | 200 | 250 | 500
2008576 | YORK BY JOHNSON CONTROLS | TG9S120D20MP11 | 120000 | 95.5% | No | 100 | 200 | 0 | 0 | 100 | 200 | 250 | 500
2008577 | YORK BY JOHNSON CONTROLS | TG9S120D16MP11 | 120000 | 95.5% | No | 100 | 200 | 0 | 0 | 100 | 200 | 250 | 500
2008689 | YORK BY JOHNSON CONTROLS | TM9T120D20MP11 | 120000 | 96% | No | 100 | 200 | 0 | 0 | 100 | 200 | 250 | 500
7117949 | YORK BY JOHNSON CONTROLS | TM9E060B12MP11 | 60000 | 95% | Yes | 100 | 200 | 150 | 300 | 200 | 400 | 250 | 500
204577670 | YORK BY JOHNSON CONTROLS | TL9E060B12UH11 | 60000 | 95% | Yes | 100 | 200 | 150 | 300 | 200 | 400 | 250 | 500
203324411 | YORK BY JOHNSON CONTROLS | TM9E060A10MP12 | 60000 | 95% | Yes | 100 | 200 | 150 | 300 | 200 | 400 | 250 | 500
203324412 | YORK BY JOHNSON CONTROLS | TM9E060B12MP12 | 60000 | 95% | Yes | 100 | 200 | 150 | 300 | 200 | 400 | 250 | 500
203324410 | YORK BY JOHNSON CONTROLS | TM9E040A10MP12 | 40000 | 95% | Yes | 100 | 200 | 150 | 300 | 200 | 400 | 250 | 500
7137317 | YORK BY JOHNSON CONTROLS | TM9E040A10MP11 | 40000 | 95% | Yes | 100 | 200 | 150 | 300 | 200 | 400 | 250 | 500
7118701 | YORK BY JOHNSON CONTROLS | TM9E080C16MP11 | 80000 | 95% | Yes | 100 | 200 | 150 | 300 | 200 | 400 | 250 | 500
203324251 | YORK BY JOHNSON CONTROLS | TL9E080C16UH11 | 80000 | 95% | Yes | 100 | 200 | 150 | 300 | 200 | 400 | 250 | 500
203324413 | YORK BY JOHNSON CONTROLS | TM9E080B12MP12 | 80000 | 95% | Yes | 100 | 200 | 150 | 300 | 200 | 400 | 250 | 500
203324414 | YORK BY JOHNSON CONTROLS | TM9E080C16MP12 | 80000 | 95% | Yes | 100 | 200 | 150 | 300 | 200 | 400 | 250 | 500
203324415 | YORK BY JOHNSON CONTROLS | TM9E080C20MP12 | 80000 | 95% | Yes | 100 | 200 | 150 | 300 | 200 | 400 | 250 | 500
7141702 | YORK BY JOHNSON CONTROLS | TM9E080B12MP11 | 80000 | 95% | Yes | 100 | 200 | 150 | 300 | 200 | 400 | 250 | 500
204577675 | YORK BY JOHNSON CONTROLS | TL9E100C20UH11 | 100000 | 95% | Yes | 100 | 200 | 150 | 300 | 200 | 400 | 250 | 500
7125976 | YORK BY JOHNSON CONTROLS | TM9E100C16MP11 | 100000 | 95% | Yes | 100 | 200 | 150 | 300 | 200 | 400 | 250 | 500
203324416 | YORK BY JOHNSON CONTROLS | TM9E100C16MP12 | 100000 | 95% | Yes | 100 | 200 | 150 | 300 | 200 | 400 | 250 | 500
203324417 | YORK BY JOHNSON CONTROLS | TM9E100C20MP12 | 100000 | 95% | Yes | 100 | 200 | 150 | 300 | 200 | 400 | 250 | 500
7133780 | YORK BY JOHNSON CONTROLS | TM9E100C20MP11 | 100000 | 95% | Yes | 100 | 200 | 150 | 300 | 200 | 400 | 250 | 500
7118702 | YORK BY JOHNSON CONTROLS | TM9E120D20MP11 | 120000 | 95% | Yes | 100 | 200 | 150 | 300 | 200 | 400 | 250 | 500
203324418 | YORK BY JOHNSON CONTROLS | TM9E120D20MP12 | 120000 | 95% | Yes | 100 | 200 | 150 | 300 | 200 | 400 | 250 | 500
8412957 | YORK BY JOHNSON CONTROLS | TM9Y060B12MP11 | 60000 | 96% | Yes | 100 | 200 | 200 | 400 | 200 | 400 | 250 | 500
2008681 | YORK BY JOHNSON CONTROLS | TM9V060B12MP11 | 60000 | 96% | Yes | 100 | 200 | 200 | 400 | 200 | 400 | 250 | 500
10533785 | YORK BY JOHNSON CONTROLS | TM9V060B12MP12 | 60000 | 96% | Yes | 100 | 200 | 200 | 400 | 200 | 400 | 250 | 500
8412961 | YORK BY JOHNSON CONTROLS | TM9Y040A10MP11 | 40000 | 96% | Yes | 100 | 200 | 200 | 400 | 200 | 400 | 250 | 500
4733111 | YORK BY JOHNSON CONTROLS | TM9V040A10MP11 | 40000 | 96% | Yes | 100 | 200 | 200 | 400 | 200 | 400 | 250 | 500
10533784 | YORK BY JOHNSON CONTROLS | TM9V040A10MP12 | 40000 | 96% | Yes | 100 | 200 | 200 | 400 | 200 | 400 | 250 | 500
2008697 | YORK BY JOHNSON CONTROLS | YP9C060B12MP12 | 60000 | 97.5% | Yes | 100 | 200 | 200 | 400 | 200 | 400 | 250 | 500
2008710 | YORK BY JOHNSON CONTROLS | TP9C060B12MP12 | 60000 | 97.5% | Yes | 100 | 200 | 200 | 400 | 200 | 400 | 250 | 500
10533796 | YORK BY JOHNSON CONTROLS | TP9C060B12MP13 | 60000 | 97.5% | Yes | 100 | 200 | 200 | 400 | 200 | 400 | 250 | 500
10533807 | YORK BY JOHNSON CONTROLS | YP9C060B12MP13 | 60000 | 97.5% | Yes | 100 | 200 | 200 | 400 | 200 | 400 | 250 | 500
8412958 | YORK BY JOHNSON CONTROLS | TM9Y080B12MP11 | 80000 | 96% | Yes | 100 | 200 | 200 | 400 | 200 | 400 | 250 | 500
8412959 | YORK BY JOHNSON CONTROLS | TM9Y080C16MP11 | 80000 | 96% | Yes | 100 | 200 | 200 | 400 | 200 | 400 | 250 | 500
2008682 | YORK BY JOHNSON CONTROLS | TM9V080B12MP11 | 80000 | 96% | Yes | 100 | 200 | 200 | 400 | 200 | 400 | 250 | 500
2008683 | YORK BY JOHNSON CONTROLS | TM9V080C16MP11 | 80000 | 96% | Yes | 100 | 200 | 200 | 400 | 200 | 400 | 250 | 500
10533786 | YORK BY JOHNSON CONTROLS | TM9V080B12MP12 | 80000 | 96% | Yes | 100 | 200 | 200 | 400 | 200 | 400 | 250 | 500
10533787 | YORK BY JOHNSON CONTROLS | TM9V080C16MP12 | 80000 | 96% | Yes | 100 | 200 | 200 | 400 | 200 | 400 | 250 | 500
2008698 | YORK BY JOHNSON CONTROLS | YP9C080B12MP12 | 80000 | 97.5% | Yes | 100 | 200 | 200 | 400 | 200 | 400 | 250 | 500
2008712 | YORK BY JOHNSON CONTROLS | TP9C080B12MP12 | 80000 | 97.5% | Yes | 100 | 200 | 200 | 400 | 200 | 400 | 250 | 500
10533797 | YORK BY JOHNSON CONTROLS | TP9C080B12MP13 | 80000 | 97.5% | Yes | 100 | 200 | 200 | 400 | 200 | 400 | 250 | 500
10533808 | YORK BY JOHNSON CONTROLS | YP9C080B12MP13 | 80000 | 97.5% | Yes | 100 | 200 | 200 | 400 | 200 | 400 | 250 | 500
2008699 | YORK BY JOHNSON CONTROLS | YP9C080C16MP12 | 80000 | 97.7% | Yes | 100 | 200 | 200 | 400 | 200 | 400 | 250 | 500
2008711 | YORK BY JOHNSON CONTROLS | TP9C080C16MP12 | 80000 | 97.7% | Yes | 100 | 200 | 200 | 400 | 200 | 400 | 250 | 500
10533798 | YORK BY JOHNSON CONTROLS | TP9C080C16MP13 | 80000 | 97.7% | Yes | 100 | 200 | 200 | 400 | 200 | 400 | 250 | 500
10533809 | YORK BY JOHNSON CONTROLS | YP9C080C16MP13 | 80000 | 97.7% | Yes | 100 | 200 | 200 | 400 | 200 | 400 | 250 | 500
8412956 | YORK BY JOHNSON CONTROLS | TM9Y100C20MP11 | 100000 | 96% | Yes | 100 | 200 | 200 | 400 | 200 | 400 | 250 | 500
8412960 | YORK BY JOHNSON CONTROLS | TM9Y100C16MP11 | 100000 | 96% | Yes | 100 | 200 | 200 | 400 | 200 | 400 | 250 | 500
2008680 | YORK BY JOHNSON CONTROLS | TM9V100C20MP11 | 100000 | 96% | Yes | 100 | 200 | 200 | 400 | 200 | 400 | 250 | 500
2008684 | YORK BY JOHNSON CONTROLS | TM9V100C16MP11 | 100000 | 96% | Yes | 100 | 200 | 200 | 400 | 200 | 400 | 250 | 500
10533788 | YORK BY JOHNSON CONTROLS | TM9V100C16MP12 | 100000 | 96% | Yes | 100 | 200 | 200 | 400 | 200 | 400 | 250 | 500
10533789 | YORK BY JOHNSON CONTROLS | TM9V100C20MP12 | 100000 | 96% | Yes | 100 | 200 | 200 | 400 | 200 | 400 | 250 | 500
2008700 | YORK BY JOHNSON CONTROLS | YP9C100C16MP12 | 100000 | 97.7% | Yes | 100 | 200 | 200 | 400 | 200 | 400 | 250 | 500
2008701 | YORK BY JOHNSON CONTROLS | YP9C100C20MP12 | 100000 | 97.7% | Yes | 100 | 200 | 200 | 400 | 200 | 400 | 250 | 500
2008709 | YORK BY JOHNSON CONTROLS | TP9C100C20MP12 | 100000 | 97.7% | Yes | 100 | 200 | 200 | 400 | 200 | 400 | 250 | 500
2008713 | YORK BY JOHNSON CONTROLS | TP9C100C16MP12 | 100000 | 97.7% | Yes | 100 | 200 | 200 | 400 | 200 | 400 | 250 | 500
10533799 | YORK BY JOHNSON CONTROLS | TP9C100C16MP13 | 100000 | 97.7% | Yes | 100 | 200 | 200 | 400 | 200 | 400 | 250 | 500
10533800 | YORK BY JOHNSON CONTROLS | TP9C100C20MP13 | 100000 | 97.7% | Yes | 100 | 200 | 200 | 400 | 200 | 400 | 250 | 500
10533810 | YORK BY JOHNSON CONTROLS | YP9C100C16MP13 | 100000 | 97.7% | Yes | 100 | 200 | 200 | 400 | 200 | 400 | 250 | 500
10533811 | YORK BY JOHNSON CONTROLS | YP9C100C20MP13 | 100000 | 97.7% | Yes | 100 | 200 | 200 | 400 | 200 | 400 | 250 | 500
8412955 | YORK BY JOHNSON CONTROLS | TM9Y120D20MP11 | 120000 | 96% | Yes | 100 | 200 | 200 | 400 | 200 | 400 | 250 | 500
2008679 | YORK BY JOHNSON CONTROLS | TM9V120D20MP11 | 120000 | 96% | Yes | 100 | 200 | 200 | 400 | 200 | 400 | 250 | 500
10533790 | YORK BY JOHNSON CONTROLS | TM9V120D20MP12 | 120000 | 96% | Yes | 100 | 200 | 200 | 400 | 200 | 400 | 250 | 500
10533801 | YORK BY JOHNSON CONTROLS | TP9C120D20MP13 | 120000 | 98% | Yes | 100 | 200 | 200 | 400 | 200 | 400 | 250 | 500
10533812 | YORK BY JOHNSON CONTROLS | YP9C120D20MP13 | 120000 | 98% | Yes | 100 | 200 | 200 | 400 | 200 | 400 | 250 | 500
206428673 | YORK BY JOHNSON CONTROLS | TM9E026A08MP12 | 26000 | 96% | Yes | 100 | 200 | 200 | 400 | 200 | 400 | 250 | 500

## Combi Boilers
The New York Midstream Gas Heating and Water Heating Program - Combi Boilers | [5 empty] | Effective: January 1, 2024 Last Update: July 1, 2024
> Not a comprehensive list. For questions or confirmation of equipment eligibility, please contact your account manager or Energy Solutions at 332-266-4467 or heat-ne@energy-solution.com. > Sales that total 5 or more units must receive pre-approval to guarantee the incentive. > Territory Eligibility: Heating equipment incentives are available for equipment installed in commercial, industrial and some multifamily buildings. Please call Energy Solutions for pre-approval on ALL multifamily sales. > For Incentive Columns: "C&I" is Commercial & Industrial, "MMMF" is Master-Metered Multifamily, "IMMF" is Individually-Metered Multifamily, and "RESI" is Single-Family Residential.
AHRI # | Manufacturer | Series/Trade Name | Model | Input BTUh | Thermal Efficiency | AFUE | National Grid and Con Edison C&I and MMMF Incentive | National Grid and Con Edison C&I and MMMF Incentive2 | National Grid Resi & IMMF Con Edison IMMF | National Grid Resi & IMMF Con Edison IMMF2
201760520 | A. O. SMITH |  | ACB-199(S,H)-(N,P) | 199999 |  | 95% | 500 | 1000 | 250 | 500
201760518 | A. O. SMITH |  | ACB-150(S,H)-(N,P) | 150000 |  | 95% | 500 | 1000 | 250 | 500
201760517 | A. O. SMITH |  | ACB-110(S,H)-(N,P) | 110000 |  | 95% | 500 | 1000 | 250 | 500
207348555 | BOSCH |  | SINGULAR 4000 | 80000 |  | 95% | 500 | 1000 | 250 | 500
207348556 | BOSCH |  | SINGULAR 5200 | 140000 |  | 95% | 500 | 1000 | 250 | 500
4444533 | BOSCH |  | ZWB 28-3 | 101000 |  | 95% | 500 | 1000 | 250 | 500
6603447 | BOSCH |  | ZWB 35-3 | 132000 |  | 95% | 500 | 1000 | 250 | 500
4444836 | BOSCH |  | ZWB 42-3 | 152000 |  | 95% | 500 | 1000 | 250 | 500
205261906 | Burnham |  | ALTAC-136 | 120000 |  | 95% | 500 | 1000 | 250 | 500
207178442 | Burnham |  | ALTAC-200 | 150000 |  | 95% | 500 | 1000 | 250 | 500
202918053 | CARRIER |  | BWCAAG000150 | 119000 |  | 95% | 500 | 1000 | 250 | 500
202918055 | CARRIER |  | BWCAAG000120 | 85000 |  | 95% | 500 | 1000 | 250 | 500
205982984 | HTP |  | EFTU-110WCN | 110000 |  | 95% | 500 | 1000 | 250 | 500
205982986 | HTP |  | EFTU-150WCN | 150000 |  | 95% | 500 | 1000 | 250 | 500
205982988 | HTP |  | EFTU-199WCN | 199000 |  | 95% | 500 | 1000 | 250 | 500
202732929 | HTP |  | ELU-150WCN | 120000 |  | 95% | 500 | 1000 | 250 | 500
202732928 | HTP |  | ELU-120WCN | 106000 |  | 95.5% | 500 | 1000 | 250 | 500
205982990 | HTP |  | ELU-199WCN | 197000 |  | 95% | 500 | 1000 | 250 | 500
7192928 | IBC TECHNOLOGIES | HC | HC 33-160 | 160000 |  | 94% | 500 | 1000 | 250 | 500
8767074 | IBC TECHNOLOGIES | HC | HC 20-125 | 125000 |  | 95% | 500 | 1000 | 250 | 500
202514059 | IBC TECHNOLOGIES | HC | HC 15-95 | 95000 |  | 95% | 500 | 1000 | 250 | 500
7606713 | IBC TECHNOLOGIES | HC | HC 13-50 | 51000 |  | 95% | 500 | 1000 | 250 | 500
9008085 | LAARS |  | MFTCW199(N,P)**** | 199000 |  | 95% | 500 | 1000 | 250 | 500
8252073 | LAARS |  | MFTC(F,W)140(N,P)**** | 140000 |  | 95% | 500 | 1000 | 250 | 500
9920029 | LOCHINVAR | NOBLE FIRE TUBE COMBI | NKC199(N,L) | 199000 |  | 95% | 500 | 1000 | 250 | 500
9920028 | LOCHINVAR | NOBLE FIRE TUBE COMBI | NKC150(N,L) | 150000 |  | 95% | 500 | 1000 | 250 | 500
9920027 | LOCHINVAR | NOBLE FIRE TUBE COMBI | NKC110(N,L) | 110000 |  | 95% | 500 | 1000 | 250 | 500
206368825 | NAVIEN |  | NFC-250/200H | 200000 |  | 95% | 500 | 1000 | 250 | 500
202245849 | NAVIEN | NFC | NFC-200 | 199900 |  | 95% | 500 | 1000 | 250 | 500
202245848 | NAVIEN | NFC | NFC-175 | 175000 |  | 95% | 500 | 1000 | 250 | 500
206368824 | NAVIEN |  | NFC-250/175H | 175000 |  | 95% | 500 | 1000 | 250 | 500
205400819 | NAVIEN | NCB | NCB-250/150H | 150000 |  | 95% | 500 | 1000 | 250 | 500
205400818 | NAVIEN | NCB | NCB-240/130H | 130000 |  | 95% | 500 | 1000 | 250 | 500
8580772 | NAVIEN | NCB | NCB-240E | 120000 |  | 95% | 500 | 1000 | 250 | 500
205400817 | NAVIEN | NCB | NCB-240/110H | 110000 |  | 95% | 500 | 1000 | 250 | 500
8580771 | NAVIEN | NCB | NCB-210E | 100000 |  | 95% | 500 | 1000 | 250 | 500
8580770 | NAVIEN | NCB | NCB-180E | 80000 |  | 95% | 500 | 1000 | 250 | 500
205661697 | NAVIEN | NCB | NCB-190/080H | 80000 |  | 95% | 500 | 1000 | 250 | 500
8580769 | NAVIEN | NCB | NCB-150E | 60000 |  | 95% | 500 | 1000 | 250 | 500
205661696 | NAVIEN | NCB | NCB-190/060H | 60000 |  | 95% | 500 | 1000 | 250 | 500
10511678 | NORITZ |  | NRCB199DV | 199900 |  | 95% | 500 | 1000 | 250 | 500
10511677 | NORITZ |  | NRCB180DV | 180000 |  | 95% | 500 | 1000 | 250 | 500
6746366 | NTI | TRINITY | TX200C | 199000 |  | 95% | 500 | 1000 | 250 | 500
201851192 | NTI | FTV | FTV190C | 190000 |  | 95% | 500 | 1000 | 250 | 500
9101911 | NTI | VMAX | VM153P | 154000 |  | 95% | 500 | 1000 | 250 | 500
6330422 | NTI | TRINITY | TX151C | 151000 |  | 95% | 500 | 1000 | 250 | 500
201851191 | NTI | FTV | FTV150C | 150000 |  | 95% | 500 | 1000 | 250 | 500
202327356 | NTI | TRITONEX | TRX150C | 120000 |  | 95% | 500 | 1000 | 250 | 500
201851189 | NTI | FTV | FTV110C | 110000 |  | 95% | 500 | 1000 | 250 | 500
7550188 | NTI | VMAX | VM110P | 110000 |  | 95% | 500 | 1000 | 250 | 500
202327355 | NTI | TRITONEX | TRX110C | 106000 |  | 95.5% | 500 | 1000 | 250 | 500
212614391 | Rheem |  | RCBH-L 125* | 99000 |  | 95% | 500 | 1000 | 250 | 500
212614399 | Rheem |  | RCBH-L 160* | 125000 |  | 94% | 500 | 1000 | 250 | 500
212614395 | Rheem |  | RCBH-L 199* | 125000 |  | 95% | 500 | 1000 | 250 | 500
206309283 | Rheem |  | RCBH199DVL* | 120000 |  | 95% | 500 | 1000 | 250 | 500
202100474 | RINNAI | M-series | M160C | 160000 |  | 95% | 500 | 1000 | 250 | 500
203306033 | RINNAI | I-series | (I120C) REB-A3558FF-US | 120000 |  | 95.5% | 500 | 1000 | 250 | 500
202100473 | RINNAI | M-series | M120C | 120000 |  | 95% | 500 | 1000 | 250 | 500
203306034 | RINNAI | I-series | (I90C) REB-A2647FF-US | 90000 |  | 95.9% | 500 | 1000 | 250 | 500
202100431 | RINNAI | M-series | M090C | 90000 |  | 95% | 500 | 1000 | 250 | 500
203306035 | RINNAI | I-series | (I60C) REB-A1847FF-US | 60000 |  | 95.1% | 500 | 1000 | 250 | 500
202100471 | RINNAI | M-series | M060C | 60000 |  | 95% | 500 | 1000 | 250 | 500
| Weil-Mclain |  | 110-C | 110000 |  | 95% | 500 | 1000 | 250 | 500
| Weil-Mclain |  | 150-C | 150000 |  | 95% | 500 | 1000 | 250 | 500
| Weil-Mclain |  | 199-C | 199000 |  | 95% | 500 | 1000 | 250 | 500
201870443 | Weil-Mclain | AB Series | AB-155-* | 155000 |  | 95% | 500 | 1000 | 250 | 500
[7 empty] | 0 |  | 0